## Notes
Data Sources
Dataset | Dodge 2023
CEUS 2022
CBECS 2018
ComStock 2023
Prototype | CEC Small Office prototype (CBECC 2022.3.1) | https://bees.noresco.com/software2022.html
| PNNL Small Office prototype (90.1-2022) | https://www.energycodes.gov/prototype-building-models#Commercial
| DEER Small Office prototype (June 2023) | https://github.com/sound-data/DEER-Prototypes-EnergyPlus
| ORNL 2019 Small Office protoype zoning | https://web.eecs.utk.edu/~jnew1/publications/2019_IBPSA_OpenStudioOffice.pdf
Codes | Title 24, part 6 (1984, 2001, 2007, 2013, 2022, 2025)
ASHRAE 90.1 (2022)
CFR Title 10 (2010, 2024)
Others | https://www.mass.gov/doc/small-office-prototype-basis-of-design-report/download | https://www.mass.gov/lists/stretch-energy-code-development-support-documentation
Massachusetts uses commercial prototype for its stretch code energy analysis and the above ones are the supporting documents for small office prototype
Construction Rate
Notes
| Saturation is defined as the % of total floorspace for each combination of end-use and fuel-type. |  |  | 1978-84 | 1985-97 | 1992-1997
1984 is the representative year for the 1984-1997 vintage bin | Most offices in this vintage bin were built after 1984 (more than 53% ) and the CA energy code did not noticeably changed between 1984 to 1992) Also "Heat Capacity" for external wall is considered between 10.0 to 14.99 (BTU/F/ft2) Package A was selected for the thermal properties |  | Construction rate (Dodge 2023 data for new small offices) | 46.54% | 53.46% | 9.365%
2001 is the representative year for the 1998-2007 vintage bin | Wall and roof prescriptive criteria from 1998 to 2005 remain unchanged except for CZ2 and 6 in 2001 code (the percentage of change is less than 10%). Since the construction rate between 1998-2005 is greater than the 2006-2007 period, the envelope properties of 1998 -2005 were chosen for envelope properties. Since the windows requirement considerably changed in the 2001 code, the nominated year for this vintage is 2001. It should be noticed that, only one Title 24 should be chosen within each vintage bin for building envelope properties since the entire envelope is built at once. We can't choose 1998 for walls and 2001 for windows. Wall and roof prescriptive criteria from 1998 to 2005 remain unchanged except for CZ2 and 6 in 2001 version (the percentage of change is less than 10%).
2013 is the representative year for the 2008-2018 vintage bin | Wall properties remain unchanged from the 2008 code to the 2016 code but the roof did changed. Although the 2016 code introduced improvement for roof in nearly all CZ and for wall in a few CZ, and construction activity surged between 2017 and 2018, the extende period from 2008 to 2016 resulted in a higher construction rate during that time . As a result, it was decided to select the code that was effective during 2008-2016. The 2013 code modified the solar reflectance requirement for low-sloped roof products ( by approximately 15%), and enhanced window properties. Therefore, the 2013 coce was chosen as the representative code. Additionally, construction activity from 2014-2018 was higher compared to 2008-2013 period.
Note on B3: [Threaded comment] Your version of Excel allows you to read this threaded comment; however, any edits to it will get removed if the file is opened in a newer version of Excel. Learn more: https://go.microsoft.com/fwlink/?linkid=870924 Comment: Typo. This should be CEUS Reply: Thanks!
Note on B5: [Threaded comment] Your version of Excel allows you to read this threaded comment; however, any edits to it will get removed if the file is opened in a newer version of Excel. Learn more: https://go.microsoft.com/fwlink/?linkid=870924 Comment: ComStock - Release #? Reply: 2023 has been added.
Note on A6: [Threaded comment] Your version of Excel allows you to read this threaded comment; however, any edits to it will get removed if the file is opened in a newer version of Excel. Learn more: https://go.microsoft.com/fwlink/?linkid=870924 Comment: Adding version or release date will be useful Reply: Added.
Note on A10: [Threaded comment] Your version of Excel allows you to read this threaded comment; however, any edits to it will get removed if the file is opened in a newer version of Excel. Learn more: https://go.microsoft.com/fwlink/?linkid=870924 Comment: Adding version or release date will be useful Reply: Added.
Note on A17: [Threaded comment] Your version of Excel allows you to read this threaded comment; however, any edits to it will get removed if the file is opened in a newer version of Excel. Learn more: https://go.microsoft.com/fwlink/?linkid=870924 Comment: Is this for whole CA state? This is significantly different from 2023 CEC Construction Forecast (8.62 million sq.ft.) and 2026 CEC Construction Forecast (4.5 million sq.ft.) Reply: Yes, This graph is for whole California but only for small office buildings (offices below 25,000 sf). The graph has been extracted from the Dodge issued permit data for new construction.
Note on B34: [Threaded comment] Your version of Excel allows you to read this threaded comment; however, any edits to it will get removed if the file is opened in a newer version of Excel. Learn more: https://go.microsoft.com/fwlink/?linkid=870924 Comment: Does 2016 refer to the construction year or the code version year? It seems a few typos in this cell. Example: ‘slow-sloped roof products’; it should be ‘Low-sloped roof products’ Reply: Has been addressed. Thank you!

## Office Prototype
NORESCO, Updated February 2025
OfficeSmall
Characteristic | Value | Data Sources
Building Type | Small Office
Building Category | Nonresidential
Vintages | 4 Vintages: Pre-1978 , 1978-1997 ,1998-2007 , 2008-2018 New Construction (2019+) | Based on the vintage bin analysis | NonRes-Vintage bins-Draft Report-30Nov2023-Final.docx
Shape |  | Rectangular shape is supported by CBECS, CEC, and PNNL
Total Floor Area (ft2) | 5500 (90.8 ft x 60.5ft) | Supported by Dodge 2023 data (Same as CEC and PNNL)
Aspect Ratio | 1.5 | Same as CEC and PNNL
Number of Floors | 1 | Supported by Dodge 2023 data -(Same as CEC and PNNL) DEER considered two floors
Roof type | Tited (Low-Sloped) | Supported by CBECS 2018 data (Same as CEC and PNNL)
WWR | 24.4% for South and 19.8% for the other three orientations | CEC: overall 21.2% same as PNNL DEER: 33% in all directions CBECS: 2-25%
Window dimensions | 6.0 ft x 5.0 ft punch windows for all façades | Same as CEC and PNNL
Shading Geometry | No Shades | Same as CEC and PNNL
Floor to floor height (feet) | 10 | Same as CEC and PNNL
Floor to ceiling height (feet) | 10 | Same as CEC and PNNL
Glazing sill height (feet) | 3 (top of the window is 8 ft high with 5 ft high glass) | Same as CEC and PNNL
Note on C6: [Threaded comment] Your version of Excel allows you to read this threaded comment; however, any edits to it will get removed if the file is opened in a newer version of Excel. Learn more: https://go.microsoft.com/fwlink/?linkid=870924 Comment: Is this analysis in a separate file? Reply: Yes, The link of "the vintage bins report" has been added.
Note on B9: [Threaded comment] Your version of Excel allows you to read this threaded comment; however, any edits to it will get removed if the file is opened in a newer version of Excel. Learn more: https://go.microsoft.com/fwlink/?linkid=870924 Comment: Added 1.5 Reply: Thanks!
Note on B11: [Threaded comment] Your version of Excel allows you to read this threaded comment; however, any edits to it will get removed if the file is opened in a newer version of Excel. Learn more: https://go.microsoft.com/fwlink/?linkid=870924 Comment: Steep-sloped or Low-sloped? Reply: "Low-sloped" has been added.

## Zones
Proposed OfficeSmall
Space | Thermal Zone | Conditioned [Y/N] | Area Fraction | Dimension (ft) |  | Area (ft²) | Volume [ft³] | Multipliers | People [Persons/1,000 ft2] Ref: Title 24, 2025, Table 120.1-A
Open_Office_N | North_ZN | Yes | 16.59% | 60.8467 | 15 | 912.7 | 9127 | 1 | 5
Closed_Office_W | West_ZN | Yes | 16.51% | 14.9999 | 60.5643 | 908.46 | 9084.6 | 1 | 5
Closed_Office_E | East_ZN | Yes | 16.51% | 14.9999 | 60.5643 | 908.46 | 9084.6 | 1 | 5
Conference | South_ZN | Yes | 8.294% | 30.4235 | 14.9999 | 456.35 | 4563.5 | 1 | 33
Lobby + Lounge | South_ZN | Yes | 8.294% | 30.4235 | 14.9999 | 456.35 | 4563.5 | 1 | 5
Storage | West_ZN | Yes | 13.52% | 32.9698 | 22.5625 | 743.88 | 7438.8 | 1 | 2
Mechanical/Electrical | East_ZN | Yes | 2.076% | 10.1257 | 11.2812 | 114.23 | 1142.3 | 1 | -
Restroom | East_ZN | Yes | 4.076% | 19.8808 | 11.2812 | 224.28 | 2242.8 | 1 | -
Break/Copy Room | East_ZN | Yes | 2% | 9.7551 | 11.2812 | 110.05 | 1100.5 | 1 | 33
Corridor-W | West_ZN | Yes | 2.222% | 30.565 | 4 | 122.26 | 1222.6 | 1 | 5
Corridor-N | North_ZN | Yes | 3.842% | 52.8475 | 4 | 211.39 | 2113.9 | 1 | 5
Corridor-E | East_ZN | Yes | 2.222% | 30.565 | 4 | 122.26 | 1222.6 | 1 | 5
Corridor-S | South_ZN | Yes | 3.842% | 52.8475 | 4 | 211.39 | 2113.9 | 1 | 5
Attic | Attic_ZN | No |  |  |  | 6114.3047 | 25437.1108 | 1 | -
Total (14 Space) | Total (5 Thermal Zones) | Total (4 Conditioned zones, 1 Unconditioned Zones) |  | 90.8465 | 60.5643 | 5502.0525 | 80457.7108 | 1
Ref: Geometry and zones: ORNL 2019 small office prototype with modification
https://web.eecs.utk.edu/~jnew1/publications/2019_IBPSA_OpenStudioOffice.pdf
https://web.eecs.utk.edu/~jnew1/presentations/2019_IBPSA_OpenStudioOffice.pdf
Background Data [To be deleted prior to publication]
Review zones of Existing Small Office Prototype |  |  |  | PNNL | CEC | DEER |  |  | Occupancy load in CEBC 2022
Number of Zones |  |  | Total | 5 conditioned (1 core, 4 perm, 1 attic) | 5 conditioned (1 core, 4 perm, 1 attic) | 20 (10 per floor: 5 conditioned zones and 5 plenum unconditioned zones) |  |  | CBECC 2022 , App5-4_SpaceBySpace file | Documents\CBECC 2022-3.1 Data\Documents\RulesetSource\T24N\Rules\Tables\App5-4A_SpaceBySpace-T24N_2022.csv
Floor area of spaces (ft2) |  |  | Core | 1610.9268 | 1610.9268 | 1570.6698
|  |  | Perimeter 1 N/S | 1221.1656 | 1221.1656 | 1074.023
|  |  | Perimeter 2 E/W | 724.4112 | 724.4112 | 641.2061
|  |  | Attic | 6113.6858 | 6113.6858 | 0
|  |  | Conditioned area per floor | 5502.0804 | 5502.0804 | 5001.1819
|  |  | Total conditioned area | 5502.0804 | 5502.0804 | 10002.3638
Floor area of spaces (m2) |  |  | Core | 149.66 | 149.66 | 145.92
|  |  | Perimeter 1 N/S | 113.45 | 113.45 | 99.78
|  |  | Perimeter 2 E/W | 67.3 | 67.3 | 59.57
|  |  | Attic | 567.98 | 567.98
|  |  | Conditioned area per floor | 511.16 | 511.16 | 464.625
|  |  | Total conditioned area | 511.16 | 511.16 | 929.25
Note on K1: [Threaded comment] Your version of Excel allows you to read this threaded comment; however, any edits to it will get removed if the file is opened in a newer version of Excel. Learn more: https://go.microsoft.com/fwlink/?linkid=870924 Comment: Is the Open Office facing North? Reply: The Orientation of N has been added.
Note on J2: [Threaded comment] Your version of Excel allows you to read this threaded comment; however, any edits to it will get removed if the file is opened in a newer version of Excel. Learn more: https://go.microsoft.com/fwlink/?linkid=870924 Comment: Is this different from App5-4A_SpaceBySpace file (CBECC Table in the Data folder)? Reply: Yes, it is different from App5-4_SpaceBySpace file. For example they considered OccDens equal to 10 people per 1,000 sf for office area but we set it to 5 based on the 2025 T24 as referenced. But, please note that, CEBCC considers a 0.5 multiplier to calculate the actual occupancy load for a space . For office area, the actual occupancy load in CEBCC is 0.5*10 which is 5
Note on J6: [Threaded comment] Your version of Excel allows you to read this threaded comment; however, any edits to it will get removed if the file is opened in a newer version of Excel. Learn more: https://go.microsoft.com/fwlink/?linkid=870924 Comment: The comment in cell I7 says the lobby is 33. It looks like it is for the conference. Reply: Thanks for the point. The conference occupancy is 33 people based on the T24, Table 120.1-A. However for the lobby, there are two options: 33 for the lobby and 5 for the reception.
Note on J7: Yousefi, Fatemeh: Reception area=5 Lobby=33
Note on J11: Yousefi, Fatemeh: Ref: T24: 33 for Breakroom CEC, T24, 2022 documents: Appendix 5-4A_SpaceBySpace file Tab [For CSV - 2022 VentSpcFuncData]
N

## Envelope
Envelope - OfficeSmall
Element | Prototype | Assembly Type | Construction | Unit | Vintage | Selected T24 | Note | CZ1 | CZ2 | CZ3 | CZ4 | CZ5 | CZ6 | CZ7 | CZ8 | CZ9 | CZ10 | CZ11 | CZ12 | CZ13 | CZ14 | CZ15 | CZ16
External Wall | OfficeSmall | Wood-frame walls | Wood-frame walls + insulation + Gypsum board | U-value IP | Pre 1978 | N/A | ASHRAE 90.1 Table A3.4.3.1, 3.5", R-0 | 0.292 | 0.292 | 0.292 | 0.292 | 0.292 | 0.292 | 0.292 | 0.292 | 0.292 | 0.292 | 0.292 | 0.292 | 0.292 | 0.292 | 0.292 | 0.292
[5 empty] | 1978-1997 | 1984 | Package A/ Heat Capacity was considered 10.0-14.99 (BTU/F/ft2) | 0.15083 | 0.15748 | 0.15748 | 0.14368 | 0.14368 | 0.21645 | 0.21645 | 0.21645 | 0.21645 | 0.21645 | 0.18622 | 0.18622 | 0.18622 | 0.15873 | 0.15873 | 0.15083
[5 empty] | 1998-2007 | 2001 |  | 0.084 | 0.084 | 0.092 | 0.092 | 0.092 | 0.092 | 0.092 | 0.092 | 0.092 | 0.084 | 0.084 | 0.084 | 0.084 | 0.084 | 0.084 | 0.084
[5 empty] | 2008-2018 | 2013 |  | 0.102 | 0.059 | 0.11 | 0.059 | 0.102 | 0.11 | 0.11 | 0.102 | 0.059 | 0.059 | 0.059 | 0.059 | 0.059 | 0.059 | 0.042 | 0.059
[5 empty] | 2019+ | 2025 |  | 0.078 | 0.053 | 0.102 | 0.053 | 0.095 | 0.102 | 0.102 | 0.095 | 0.053 | 0.053 | 0.042 | 0.053 | 0.053 | 0.053 | 0.038 | 0.053
Roof | OfficeSmall | Wood-framed | Wood-frame roof + insulation + Acoustic tile/Gypsum board | U-value IP | Pre 1978 | N/A | Considering 30 years for roof/ insulation replacement. | 0.057 | 0.057 | 0.057 | 0.057 | 0.057 | 0.078 | 0.078 | 0.078 | 0.078 | 0.078 | 0.057 | 0.057 | 0.057 | 0.057 | 0.057 | 0.057
[5 empty] | 1978-1997 | 1992 | Considering 30 years for roof/ insulation replacement. | 0.057 | 0.057 | 0.057 | 0.057 | 0.057 | 0.078 | 0.078 | 0.078 | 0.078 | 0.078 | 0.057 | 0.057 | 0.057 | 0.057 | 0.057 | 0.057
[5 empty] | 1998-2007 | 2001 |  | 0.057 | 0.057 | 0.057 | 0.057 | 0.057 | 0.078 | 0.078 | 0.078 | 0.078 | 0.057 | 0.057 | 0.057 | 0.057 | 0.057 | 0.057 | 0.057
[5 empty] | 2008-2018 | 2013 |  | 0.049 | 0.039 | 0.039 | 0.039 | 0.049 | 0.075 | 0.067 | 0.067 | 0.039 | 0.039 | 0.039 | 0.039 | 0.039 | 0.039 | 0.039 | 0.039
[5 empty] | 2019+ | 2025 |  | 0.028 | 0.028 | 0.028 | 0.028 | 0.028 | 0.047 | 0.047 | 0.047 | 0.028 | 0.028 | 0.028 | 0.028 | 0.028 | 0.028 | 0.028 | 0.028
Windows | OfficeSmall | Fixed windows | CBECS 2018 shows that ~53% of small offices that were built before 2000 are single pane | U-value IP | Pre 1978 | N/A | ASHRAE Handbook of Fundamentals | 0.8239 | 0.8239 | 0.9743 | 0.9743 | 0.9743 | 0.9743 | 0.9743 | 0.9743 | 0.9743 | 0.8239 | 0.8239 | 0.8239 | 0.8239 | 0.8239 | 0.8239 | 0.8239
[5 empty] | 1978-1997 | 1984 | Requirement only for WWR | 0.8239 | 0.8239 | 0.9743 | 0.9743 | 0.9743 | 0.9743 | 0.9743 | 0.9743 | 0.9743 | 0.8239 | 0.8239 | 0.8239 | 0.8239 | 0.8239 | 0.8239 | 0.8239
|  |  | Double pane |  | 1998-2007 | 2001 |  | 0.49 | 0.49 | 0.81 | 0.81 | 0.81 | 0.81 | 0.81 | 0.81 | 0.81 | 0.49 | 0.49 | 0.49 | 0.49 | 0.49 | 0.49 | 0.49
[5 empty] | 2008-2018 | 2013 |  | 0.36 | 0.36 | 0.36 | 0.36 | 0.36 | 0.36 | 0.36 | 0.36 | 0.36 | 0.36 | 0.36 | 0.36 | 0.36 | 0.36 | 0.36 | 0.36
[5 empty] | 2019+ | 2025 |  | 0.36 | 0.36 | 0.36 | 0.36 | 0.36 | 0.36 | 0.36 | 0.36 | 0.34 | 0.36 | 0.34 | 0.34 | 0.34 | 0.34 | 0.34 | 0.36
| OfficeSmall | Fixed windows | CBECS 2018 shows that ~53% of small offices that were built before 2000 are single pane | SHGC | Pre 1978 | N/A | ASHRAE Handbook of Fundamentals | 0.6449 | 0.6449 | 0.7107 | 0.7107 | 0.7107 | 0.7107 | 0.7107 | 0.7107 | 0.7107 | 0.6449 | 0.6449 | 0.6449 | 0.6449 | 0.6449 | 0.6449 | 0.6449
[5 empty] | 1978-1997 | 1984 | Requirement only for WWR | 0.6449 | 0.6449 | 0.7107 | 0.7107 | 0.7107 | 0.7107 | 0.7107 | 0.7107 | 0.7107 | 0.6449 | 0.6449 | 0.6449 | 0.6449 | 0.6449 | 0.6449 | 0.6449
|  |  | Double pane |  | 1998-2007 | 2001 | WWR:20-30 / SHGC north | 0.47 | 0.47 | 0.61 | 0.61 | 0.61 | 0.61 | 0.61 | 0.61 | 0.61 | 0.47 | 0.47 | 0.47 | 0.47 | 0.47 | 0.47 | 0.47
[7 empty] | WWR:20-30 / SHGC non-north | 0.43 | 0.36 | 0.41 | 0.41 | 0.41 | 0.39 | 0.39 | 0.39 | 0.39 | 0.36 | 0.36 | 0.36 | 0.36 | 0.36 | 0.36 | 0.43
[5 empty] | 2008-2018 | 2013 |  | 0.25 | 0.25 | 0.25 | 0.25 | 0.25 | 0.25 | 0.25 | 0.25 | 0.25 | 0.25 | 0.25 | 0.25 | 0.25 | 0.25 | 0.25 | 0.25
[5 empty] | 2019+ | 2025 |  | 0.25 | 0.25 | 0.25 | 0.25 | 0.25 | 0.25 | 0.25 | 0.25 | 0.22 | 0.25 | 0.22 | 0.22 | 0.22 | 0.22 | 0.22 | 0.25
Infiltration
|  |  |  | Infiltration | Pre 1978 | N/A | PNNL prototype assumption | 1.0 cfm/ft2 @ 75 Pa whole building
[5 empty] | 1978-1997 | 1984 | PNNL prototype assumption | 1.0 cfm/ft2 @ 75 Pa whole building
[5 empty] | 1998-2007 | 2001 | PNNL prototype assumption | 1.0 cfm/ft2 @ 75 Pa whole building
[5 empty] | 2008-2018 | 2013 | Title 24, 2013/140.3(9)(c) | 0.4 cfm/ft2 @ 75 Pa whole building
[5 empty] | 2019+ | 2025 | Title 24, 2025/140.3(9)(c) | 0.4 cfm/ft2 @ 75 Pa whole building
Background Data [To be deleted prior to publication]
Infiltration | Pre 1978
| 1978-1997 | 1984 | Title 24, 1984/Table 2-53J | 0.5 cfm/ft for sash crack of windows, 0.5 cfm/ft2 of door area for single door or 0.1 cfm/ft2 of door area for double door
| 1998-2007 | 2001 | Title 24, 2001/116(a)1 | 0.3 cfm/ft2 of window area / 0.3 cfm/ft2 of door area for nonresidential single doors (swinging and sliding), and 1.0 cfm/ft2 for nonresidential double doors (swinging),
| 2008-2018 | 2013 | Title 24, 2013/110.6(a)1 and 140.3(9)(c) | 0.3 cfm/ft2 of window area / 0.3 cfm/ft2 of door area for nonresidential single doors (swinging and sliding), and 1.0 cfm/ft2 for nonresidential double doors (swinging), 0.4 cfm/ft2 @ 75 Pa whole building
| 2019+ | 2025 | Title24, 2025/Section 110.6(a)1 and 140.3(9)© | 0.3 cfm/ft2 of window area / 0.3 cfm/ft2 of door area for nonresidential single doors (swinging and sliding), and 1.0 cfm/ft2 for nonresidential double doors (swinging), 0.4 cfm/ft2 @ 75 Pa whole building
Dodge 2023 Construction data
Dodge 2023 data for new small offices |  | vintage 1978-19997 | [5 empty] | Year | Small Office area
|  | 1978-84 | 1985-97 | 1992-1997 |  |  |  | 1967 | 2027
Construction rate |  | 46.54% | 53.46% | 9.365% |  |  |  | 1968 | 3870.9
Total Constructed floor area |  | 144615 | [5 empty] | 1969 | 4189.2
[8 empty] | 1970 | 3556.1
[8 empty] | 1972 | 6100
[8 empty] | 1973 | 6863.1
[8 empty] | 1974 | 4880.1
Comstock 2023 | Exterior wall Type | [6 empty] | 1975 | 3714.8
| Steel Framed | Wood Framed | Mass |  |  |  |  | 1976 | 4880.2
Small Office | 39.97% | 30.19% | 29.84% |  |  |  |  | 1977 | 8079.2
Considering 1/3 for each category and having wood frame tilted roof, it's been decided to consider wood framed wall. | [7 empty] | 1978 | 11207.1
[8 empty] | 1979 | 11514.3
[8 empty] | 1980 | 10623.3
[8 empty] | 1981 | 9803.7
[8 empty] | 1982 | 6793.8
[8 empty] | 1983 | 8163.8
[8 empty] | 1984 | 9193.4
[8 empty] | 1985 | 9504.2
[8 empty] | 1986 | 9643.1
[8 empty] | 1987 | 9179.1
[8 empty] | 1988 | 9272
[8 empty] | 1989 | 9525.1
[8 empty] | 1990 | 7947.3
[8 empty] | 1991 | 5125.9
[8 empty] | 1992 | 3575.4
[8 empty] | 1993 | 2568.1
[8 empty] | 1994 | 2289.8
[8 empty] | 1995 | 2839
[8 empty] | 1996 | 2671.8
[8 empty] | 1997 | 3174.7
[8 empty] | 1998 | 3634.4
[8 empty] | 1999 | 4133.8
[8 empty] | 2000 | 5601.9
[8 empty] | 2001 | 4625
[8 empty] | 2002 | 3662.2
[8 empty] | 2003 | 3457.4
[8 empty] | 2004 | 3970.9
[8 empty] | 2005 | 2914.1
[8 empty] | 2006 | 4931.9
[8 empty] | 2007 | 3940.9
[8 empty] | 2008 | 2448.1
[8 empty] | 2009 | 1025.2
[8 empty] | 2010 | 671.4
[8 empty] | 2011 | 539.2
[8 empty] | 2012 | 387.3 |  | 68.16%
[8 empty] | 2013 | 374
[8 empty] | 2014 | 254.4
[8 empty] | 2015 | 334.2
[8 empty] | 2016 | 784.3
[8 empty] | 2017 | 528.3
[8 empty] | 2018 | 641.9
[8 empty] | 2019 | 1035.1
[8 empty] | 2020 | 682.6
[8 empty] | 2021 | 618.2
[8 empty] | 2022 | 724.8
[8 empty] | 2023 | 173
Note on D3: Yousefi, Fatemeh: Woodframe: Same as PNNL in Comstock: Steel frame has higher % (around 40%)
Note on G9: Yousefi, Fatemeh: T24 Part 6, version 1995 and 1992 had same requirement for Roof U-values
Note on C55: Edwards, Ben: If we believe we have a wood-framed roof, we probably should have wood walls. Doesn't really matter, as long as they aren't mass.

## HVAC System
HVAC system - OfficeSmall
Vintage | Heating | Cooling | Air Distribution | Source
Existing | Furnace (Gas) | Packaged (DX) | Single Duct Constant Air Volume | CEUS 2022
New Construction | Packaged SZ HP | Packaged SZ HP |  | T24 2025
Ref: CEUS 2022 report and spreadsheets
Efficiency of HVAC system
Vintage | Heating | Cooling | Upgrade year | Source
Pre 1978 | Efficiency 80% | EER=9.0 | 2008 | T24, Part 6, 2007/ CFR Energy 2008
1978-1997 | Efficiency 80% | EER=9.0 | 2008 | T24, Part 6, 2007 /CFR Energy 2008
1998-2007 | Efficiency 80% | EER=9.0 | 2008 | T24, Part 6, 2007/ CFR Energy 2008
2008-2018 | COP=3 / Efficiency 80% | EER=9.0 | 2010 | CFR Energy 2010:Title 10- Table 9
New Construction | COP=3.3 / Efficiency 80% | SEER=13.4 | 2025 | CFR Energy 2024:Title 10- Table 19 - § 431.97
Ref:
EER 2010 |  | FR-2009-03-23.pdf | Page 12074
Efficiency 2024 and beyond | § 431.77 | https://www.ecfr.gov/current/title-10/chapter-II/subchapter-D/part-431/subpart-D
EER 2025 | § 431.97 | https://www.ecfr.gov/current/title-10/chapter-II/subchapter-D/part-431/subpart-F/subject-group-ECFR2640f6ad978e4e6/section-431.97
https://www.govinfo.gov/content/pkg/CFR-2024-title10-vol3/pdf/CFR-2024-title10-vol3-part431-subpartF.pdf
Fan power
| W/cfm | Data Source
Fan power | 0.56 W/cfm | Title 24 | TBD at zone level
The total fan power index at design conditions of each fan system with total horsepower over 25 hp shall not exceed 0.8 watts per cfm of supply air.
https://www.pnnl.gov/main/publications/external/technical_reports/PNNL-20405.pdf
Zone | Exhaust fan rate (cfm/unit)
Restroom | 25/50
Background Data [To be deleted prior to publication]
Reference for Efficiency
[20 empty] | FCZ12 | 44.58% | 0 | 0 | 0 | 0 | 0 | 2574.8524 | 24519.7806 | 756.6116 | 0 | 10884.2234 | 0 | 0 | 0 | 258.5411 | 45.4127 | 0
|  |  | 10CFR 2024 |  | CFR 2025 (not for Hp which is New construction) |  |  | 74 FR 12058 : 2009 |  | FR-2009-03-23.pdf
ASHRAE 2010 : SEER 13
Referenced Ventilation
Discussion behind HVAC system selection
CEUS 2022 data | Heating | Cooling | Air Distribution
% of total impacted floor area | 91.18% | 89.99% | 93.1%
Dominated system | Package System / Heat Pump | Package System / Heat Pump | Single Duct Constant Air Volume in all vintage
% of impacted floor area covered by the dominant system | 73% | 73.36% | 92%
Fuel and Share | 43.4% Electric and 55.5% Gas | 99.9% by Electric
2% degradation for HVAC system per year
A study measured losses of a median of 1.2 W/m2 (of gross floor area) from the distribution piping in 7 large commercial buildings
Ref: P. Raftery, D. Vernon, R. Singla, M. Nakajima, Measured Space Heating Hot Water Distribution Losses in Large Commercial Buildings, ASHRAE Transactions 129 (1) (2023) 8.
Systems operate far more frequently than expected − 81% of hours annually for the median building. Loads are lower and more skewed than expected, and oversizing is common even accounting for redundancy requirements.
Notably, equipment sized to 30% of the maximum measured load could serve up 84% of the total heating energy consumption for the median building.
boilers operate less efficiently than expected
Ref: Raftery, Paul, et al. "Insights from hydronic heating systems in 259 commercial buildings." Energy and Buildings 321 (2024): 114543.
file:///N:/Prj_SUS/2023/S23668%20SCE%20CA%20Prototypes%20Development/Technical/Database/Papers/Insights%20from%20hydronic%20heating%20systems%20in%20259%20commercial%20buildings/Insights%20from%20hydronic%20heating%20systems%20in%20259%20commercial%20buildings.pdf
Discussion behind efficiency reference selection
For pre-1978: T24, Part 6, version 2008
According to the Comstock dataset, over 50% of small offices that were constructed before 1978, replaced their system between 2003 and 2011 with the following distribution. I think 2008 is a good decision since over 60% of HVAC got replace after 2007.
Comstock 2023 | Comstock dataset 2023: Floor area distribution of small offices built pre-1978 and updated HVAC in year …
Year | 1985 | 1996 | 2003 | 2007 | 2011 | 2014-15 | 2017
% of floor area | 7% | 15% | 17% | 20% | 16% | 15% | 9%
For 1978-1997: T24, Part 6, version 2008
Comstock shows that over 50% of these small offices have their HVAC system align with regulations passed between 2003 and 2011 with the following distribution. Although those buildings constructed between 1992 and1997, mainly updated their HVAC align with DEER 2011 code cycle (around T24 2010), most of the buildings in this vintage were bulti before 1992 and mainly upgraded their HVAC before 2011.
Comstock 2023 | Floor area distribution of small offices built 1978-1997 and their last HVAC align with code …
Year | 1985 | 1996 | 2003 | 2007 | 2011 | 2014-15 | 2017
% of floor area | 6% | 14% | 17% | 20% | 17% | 16% | 10%
Besides, Comstock shows that small offices in this vintage has an average HVAC replacement tie of 20 years .
However, if we consider 15 years for the average HVAC life cycle and consider year 1984 as a reference year (most of small offices in this vintage were constructed between 1978-1989 , and 1984 is almost in the middle of that), we will have T24, version 2013 as the reference code for efficiency selection. 1984+15+15=2014 which is close to Title 24 , 2013.
However, if we consider 15 years for the average HVAC life cycle and consider year 1984 as a reference year (most of small offices in this vintage were constructed between 1978-1989 , and 1984 is almost in the middle of that), we will have T24, version 2013 as the reference code for efficiency selection. 1984+15+15=2014 which is close to Title 24 , 2013.
For 1998-2007 : T24, 20051! (shifted from 2001 to T24 2005 code to consider the impact of the upgraded HVA). However, later it's been decided to select 2008 code to align with the earlier vintages
There is no code between 2001 and 2005. Comstock show that about 70% of these HVAC haven’t been replaced. Those updated their HVAC, update that in an average 14 years mainly around 2015-2017)
For 2008-2018: 2010!
According to Dodge 2023, over 68% of these small office are between 2008 and 2013.
Background Data [To be deleted prior to publication]
CEUS 2022 Data : Air Distribution
Air Distribution system (Small Office) | [7 empty] | % of Single Duct Constant Volume system within each vintage
CZ | Total Floorspace | Total Floorspace or Sites Ventilated | % of Total Floorspace or Sites Ventilated | Single Duct Constant Air Volume | Fan Coil / Unit Ventilator |  |  | Vintage | %
1 | 12266.1141 | 11180.2206 | 91.15% | 95.53% | 2.785% |  |  | Pre-1978 | 88.24% | : 88% of the samples in pre-1978 vintage bin have single duct air distribution system
2 | 27043.8385 | 23251.2852 | 85.98% | 89.79% | 6.833% |  |  | 1978-1997 | 95.67%
3 | 84713.7444 | 78855.46 | 93.08% | 88.31% | 5.953% |  |  | 1998-2007 | 94.38%
4 | 41709.9712 | 38783.0599 | 92.98% | 88.49% | 5.595% |  |  | 2008-2018 | 94.82%
5 | 11346.8629 | 10905.9769 | 96.11% | 85.03% | 9.395% |  |  | Not Available | 95%
6 | 58977.8863 | 55650.9449 | 94.36% | 92.75% | 4.915%
7 | 54998.9422 | 49506.3025 | 90.01% | 87.91% | 5.657%
8 | 86412.5537 | 82702.4456 | 95.71% | 93.29% | 4.527%
9 | 113686.8368 | 106930.2171 | 94.06% | 92.96% | 5.184%
10 | 79022.5542 | 74466.2199 | 94.23% | 94.86% | 2.537%
11 | 37487.5351 | 35143.2865 | 93.75% | 97.69% | 1.048%
12 | 150208.5373 | 137789.0129 | 91.73% | 96.74% | 1.718%
13 | 50088.7417 | 47323.0297 | 94.48% | 98.07% | 1.304%
14 | 17714.0313 | 16803.1546 | 94.86% | 95.77% | 3.002%
15 | 41832.5543 | 40970.7631 | 97.94% | 98.73% | 0.03378%
16 | 74949.9935 | 70436.2726 | 93.98% | 97.45% | 1.79%
CEUS 2022 Data : Cooling
|  | Share | [10 empty] | Forecast Zone | Building-type | End Use Saturation | Electric Fuel Share | Saturation (Electric) | Saturation (Gas) | Saturation (Other Fuels)
CZ | Total Floorspace | % of Total Floorspace or Sites Cooled | Package System / Heat Pump | Split-System / Heat Pump | Central Plant (Chiller) | Ductless Mini-Split Heat Pump | Room Cooling | Swamp/ Evaporative Cooler | Unknown | None |  |  | Statewide | Office, Small | 89.97% | 99.95% | 89.93% | 0.0317% | 0.0108%
1 | 12266.1141 | 87.8% | 74.75% | 18.49% | 0.9631% | 0.1825% | 0.758% | 0.5818% | 0.7013% | 3.571% |  |  | FCZ1 | Office, Small | 87.75% | 100% | 87.75% | 0% | 0%
2 | 27043.8385 | 77.99% | 63.59% | 20.24% | 1.929% | 0.1831% | 1.987% | 0.2509% | 1.006% | 10.82% |  |  | FCZ2 | Office, Small | 77.94% | 100% | 77.94% | 0% | 0%
3 | 84713.7444 | 87.72% | 66.06% | 21.44% | 1.85% | 0.5649% | 1.406% | 0.00552% | 2.797% | 5.873% |  |  | FCZ3 | Office, Small | 89.72% | 100% | 89.72% | 0% | 0%
4 | 41709.9712 | 87.86% | 67.41% | 20.3% | 2.032% | 0.3826% | 0.9713% | 0% | 2.591% | 6.316% |  |  | FCZ4 | Office, Small | 89.72% | 100% | 89.72% | 0% | 0%
5 | 11346.8629 | 88.57% | 53.71% | 31.32% | 0.5281% | 2.192% | 4.818% | 0% | 5.023% | 2.406% |  |  | FCZ5 | Office, Small | 93.59% | 99.43% | 93.06% | 0.5357% | 0%
6 | 58977.8863 | 91.2% | 76.51% | 16.37% | 1.112% | 0.2451% | 2.064% | 0.00691% | 0.947% | 2.75% |  |  | FCZ6 | Office, Small | 88.06% | 100% | 88.06% | 0% | 0%
7 | 54998.9422 | 89.1% | 65.89% | 21.95% | 5.414% | 0.5419% | 1.904% | 0.07222% | 2.796% | 1.432% |  |  | FCZ7 | Office, Small | 93.93% | 100% | 93.93% | 0% | 0%
8 | 86412.5537 | 92.38% | 76.9% | 16.55% | 0.4457% | 0.0173% | 2.639% | 0.001368% | 1.118% | 2.332% |  |  | FCZ8 | Office, Small | 90.14% | 100% | 90.14% | 0% | 0%
9 | 113686.8368 | 90.9% | 78.6% | 14.62% | 0.5414% | 0.0637% | 2.471% | 0% | 0.6043% | 3.095% |  |  | FCZ9 | Office, Small | 95.71% | 100% | 95.71% | 0% | 0%
10 | 79022.5542 | 92.48% | 80.53% | 14.3% | 1.611% | 0.1613% | 1.409% | 0.0215% | 1.541% | 0.4264% |  |  | FCZ10 | Office, Small | 89.14% | 100% | 89.14% | 0% | 0%
11 | 37487.5351 | 93.33% | 72.86% | 23.76% | 1.508% | 0.09576% | 0.309% | 0.7868% | 0.6629% | 0.0163% |  |  | FCZ11 | Office, Small | 97.78% | 100% | 97.78% | 0% | 0%
12 | 150208.5373 | 90.46% | 77.57% | 18.51% | 0.8743% | 0.174% | 0.6904% | 0.348% | 0.8718% | 0.9582% |  |  | FCZ12c | Office, Small | 89.51% | 99.87% | 89.39% | 0% | 0.1186%
13 | 50088.7417 | 93.98% | 78.95% | 18.29% | 0.6962% | 0.1482% | 0.6433% | 0.8258% | 0.4484% | 0% |  |  | FCZ12i | Office, Small | 87.81% | 100% | 87.81% | 0% | 0%
14 | 17714.0313 | 91.71% | 83.05% | 12.61% | 0.4266% | 0.02078% | 2.483% | 0.1006% | 0.9316% | 0.3765% |  |  | FCZ13 | Office, Small | 85.9% | 100% | 85.9% | 0% | 0%
15 | 41832.5543 | 97.62% | 84.98% | 13.73% | 0.02738% | 0.006937% | 0.01107% | 0.0236% | 1.223% | 0.003184% |  |  | FCZ16 | Office, Small | 82.31% | 100% | 82.31% | 0% | 0%
16 | 74949.9935 | 91.56% | 83.49% | 13.55% | 0.3682% | 0.0911% | 1.458% | 0.413% | 0.6056% | 0.01897% |  |  | FCZ17 | Office, Small | 91.74% | 100% | 91.74% | 0% | 0%
Re: CEUS 2022 reports and spreadsheet
CEUS 2022 Data : Heating
CZ | Fuel share |  |  |  | No. of zones with |  |  |  | Directly from CEUS 2022
| Elec | Gas | Un-known |  | Elec | Gas |  |  | Forecast Zone | Building-type | End Use | End Use Saturation | Electric Fuel Share | Gas Fuel Share | Other Fuel Share | Saturation (Electric) | Saturation (Gas) | Saturation (Other Fuels)
1 | 17.46% | 79.8% | 2.742% |  | 1 | 4 |  |  | Statewide | Office, Small | Heating | 91.16% | 43.38% | 55.53% | 1.095% | 39.54% | 50.62% | 0.9982%
2 | 11.96% | 81.41% | 6.636% |  | 0 | 5 |  |  | FCZ1 | Office, Small | Heating | 91.3% | 30.73% | 68.38% | 0.8879% | 28.06% | 62.43% | 0.8107%
3 | 29.04% | 69.95% | 1.012% |  | 1 | 4 |  |  | FCZ2 | Office, Small | Heating | 86.21% | 11.93% | 81.41% | 6.656% | 10.29% | 70.19% | 5.739%
4 | 30.04% | 69.16% | 0.7982% |  | 1 | 4 |  |  | FCZ3 | Office, Small | Heating | 89.76% | 25.36% | 66.49% | 8.147% | 22.76% | 59.68% | 7.313%
5 | 25.57% | 74.23% | 0.2002% |  | 1 | 4 |  |  | FCZ4 | Office, Small | Heating | 89.76% | 25.36% | 66.49% | 8.147% | 22.76% | 59.68% | 7.313%
6 | 57.93% | 42.05% | 0.01949% |  | 3 | 2 |  |  | FCZ5 | Office, Small | Heating | 92.22% | 20.5% | 78.91% | 0.5904% | 18.9% | 72.77% | 0.5444%
7 | 0% | 99.61% | 0.3915% |  | 2 | 3 |  |  | FCZ6 | Office, Small | Heating | 92.65% | 25.46% | 74.34% | 0.201% | 23.59% | 68.87% | 0.1862%
8 | 63.72% | 36.28% | 0.003726% |  | 3 | 2 |  |  | FCZ7 | Office, Small | Heating | 95.23% | 66.15% | 33.85% | 0% | 63% | 32.24% | 0%
9 | 54.41% | 45.59% | 0% |  | 3 | 2 |  |  | FCZ8 | Office, Small | Heating | 93.21% | 54.12% | 45.88% | 0% | 50.45% | 42.76% | 0%
10 | 41.65% | 57.94% | 0.4107% |  | 2 | 3 |  |  | FCZ9 | Office, Small | Heating | 94.53% | 5.954% | 91.12% | 2.923% | 5.628% | 86.13% | 2.763%
11 | 22.85% | 72.99% | 4.159% |  | 1 | 4 |  |  | FCZ10 | Office, Small | Heating | 91.24% | 45.97% | 54.03% | 0% | 41.94% | 49.3% | 0%
12 | 26.31% | 71.53% | 2.161% |  | 1 | 4 |  |  | FCZ11 | Office, Small | Heating | 98.09% | 53.51% | 45.77% | 0.7163% | 52.49% | 44.9% | 0.7026%
13 | 17.78% | 81.19% | 1.027% |  | 1 | 4 |  |  | FCZ12c | Office, Small | Heating | 90.06% | 57.99% | 41.76% | 0.2504% | 52.22% | 37.61% | 0.2255%
14 | 50.91% | 48.84% | 0.2473% |  | 3 | 2 |  |  | FCZ12i | Office, Small | Heating | 87.84% | 42.06% | 57.8% | 0.1388% | 36.94% | 50.77% | 0.1219%
15 | 52.43% | 46.86% | 0.7115% |  | 3 | 2 |  |  | FCZ13 | Office, Small | Heating | 86.85% | 38.55% | 61.45% | 0% | 33.48% | 53.37% | 0%
16 | 32.93% | 66.52% | 0.559% |  | 1 | 4 |  |  | FCZ16 | Office, Small | Heating | 73.64% | 48.2% | 51.8% | 0% | 35.5% | 38.14% | 0%
[9 empty] | FCZ17 | Office, Small | Heating | 90.56% | 35.22% | 64.78% | 0% | 31.89% | 58.67% | 0%
Note on C11: Yousefi, Fatemeh: Page 12074 of CFR 2009 https://www.govinfo.gov/content/pkg/FR-2009-03-23/pdf/FR-2009-03-23.pdf
Note on C12: Yousefi, Fatemeh: Page 12074 of CFR 2009 https://www.govinfo.gov/content/pkg/FR-2009-03-23/pdf/FR-2009-03-23.pdf
Note on C14: Yousefi, Fatemeh: For those manufactured after 2025
Note on B25: Yousefi, Fatemeh: For Large system
Note on B33: Yousefi, Fatemeh: 25 for continuous systems operation during hours of use
Note on C87: Yousefi, Fatemeh: 18% by Splits system/HP and 9% by other
Note on D87: Yousefi, Fatemeh: 4% by Fan Coil / Unit Ventilator and 4% by other
Note on C88: Yousefi, Fatemeh: 0.4% by Gas and 0.1% by shared chilled water
Note on R163: Saturation is defined as the % of total floorspace for each combination of end-use and fuel-type.
Note on S163: Saturation is defined as the % of total floorspace for each combination of end-use and fuel-type.
Note on T163: Saturation is defined as the % of total floorspace for each combination of end-use and fuel-type.
Note on V216: Saturation is defined as the % of total floorspace for each combination of end-use and fuel-type.

## Heating-No area used to convert (hidden)
Small Office Heating System | Only Conversion factors |  |  | Multiplied by Floor area at FZ level |  |  | No. of zones with | [12 empty] | Converting the FZ data to the CZ level by applying total small office floor area in each FZ
| Saturation (Electric) | Saturation (Gas) | Saturation (Other Fuels) | Elec | Gas | Un-known | Elec | Gas |  | Forecast Zone | Building-type | End Use | End Use Saturation | Electric Fuel Share | Gas Fuel Share | Other Fuel Share | Saturation (Electric) | Saturation (Gas) | Saturation (Other Fuels) |  | Saturation (Gas) | 1 | 2 | 3 | 4 | 5 | 6 | 7 | 8 | 9 | 10 | 11 | 12 | 13 | 14 | 15 | 16
1 | 16.95% | 79.95% | 3.1% | 17.46% | 79.8% | 2.742% | 1 | 4 | -0.5055% | Statewide | Office, Small | Heating | 91.16% | 43.38% | 55.53% | 1.095% | 39.54% | 50.62% | 0.9982% | FZ0 | 72.77% | 13.02% | 0% | 0% | 0% | 0% | 0% | 0% | 0% | 0% | 0% | 0.307% | 0% | 0% | 0.0009446% | 2.316% | 57.12%
2 | 11.95% | 81.41% | 6.641% | 11.96% | 81.41% | 6.636% | 0 | 5 | -0.006248% | FCZ1 | Office, Small | Heating | 91.3% | 30.73% | 68.38% | 0.8879% | 28.06% | 62.43% | 0.8107% | FCZ1 | 62.43% | 0% | 0% | 32.74% | 18.97% | 0% | 0% | 0% | 0% | 0% | 0% | 0% | 10.72% | 0% | 0% | 0% | 0%
3 | 27.16% | 71.74% | 1.095% | 29.04% | 69.95% | 1.012% | 1 | 4 | -1.873% | FCZ2 | Office, Small | Heating | 86.21% | 11.93% | 81.41% | 6.656% | 10.29% | 70.19% | 5.739% | FCZ2 | 70.19% | 9.484% | 56.29% | 4.411% | 0% | 0% | 0% | 0% | 0% | 0% | 0% | 0% | 0% | 0% | 0% | 0% | 0.003885%
4 | 28.94% | 70.4% | 0.6547% | 30.04% | 69.16% | 0.7982% | 1 | 4 | -1.101% | FCZ3 | Office, Small | Heating | 89.76% | 25.36% | 66.49% | 8.147% | 22.76% | 59.68% | 7.313% | FCZ3 | 59.68% | 0% | 0% | 0% | 0% | 0% | 0% | 0% | 0% | 0% | 0% | 50.59% | 0% | 0% | 0% | 0% | 9.088%
5 | 25.62% | 74.18% | 0.1998% | 25.57% | 74.23% | 0.2002% | 1 | 4 | 0.04956% | FCZ4 | Office, Small | Heating | 89.76% | 25.36% | 66.49% | 8.147% | 22.76% | 59.68% | 7.313% | FCZ4 | 59.68% | 0% | 0% | 2.171% | 0% | 0% | 0% | 0% | 0% | 0% | 0% | 13.17% | 43.33% | 0% | 0% | 0% | 1.005%
6 | 55.38% | 44.61% | 0.01227% | 57.93% | 42.05% | 0.01949% | 3 | 2 | -2.548% | FCZ5 | Office, Small | Heating | 92.22% | 20.5% | 78.91% | 0.5904% | 18.9% | 72.77% | 0.5444% | FCZ5 | 72.77% | 0% | 0% | 0% | 0% | 0% | 0% | 0% | 0% | 0% | 0% | 0% | 3.314% | 68.99% | 0% | 0% | 0.4653%
7 | 50.12% | 49.68% | 0.1953% | 0% | 99.61% | 0.3915% | 2 | 3 | 50.12% | FCZ6 | Office, Small | Heating | 92.65% | 25.46% | 74.34% | 0.201% | 23.59% | 68.87% | 0.1862% | FCZ6 | 68.87% | 0% | 0% | 35.99% | 10.6% | 22.27% | 0.008275% | 0% | 0% | 0% | 0% | 0% | 0% | 0% | 0% | 0% | 0%
8 | 59.97% | 40.02% | 0.005247% | 63.72% | 36.28% | 0.003726% | 3 | 2 | -3.747% | FCZ7 | Office, Small | Heating | 95.23% | 66.15% | 33.85% | 0% | 63% | 32.24% | 0% | FCZ7 | 32.24% | 0% | 0% | 0% | 0% | 0% | 6.089% | 0% | 14.18% | 10.41% | 0% | 0% | 0% | 0% | 1.452% | 0% | 0.1054%
9 | 42.66% | 57.34% | 0% | 54.41% | 45.59% | 0% | 3 | 2 | -11.75% | FCZ8 | Office, Small | Heating | 93.21% | 54.12% | 45.88% | 0% | 50.45% | 42.76% | 0% | FCZ8 | 42.76% | 0% | 0% | 0% | 0% | 0.07821% | 26.17% | 0% | 0% | 15.92% | 0% | 0% | 0% | 0% | 0% | 0% | 0.6032%
10 | 50.22% | 49.41% | 0.3751% | 41.65% | 57.94% | 0.4107% | 2 | 3 | 8.569% | FCZ9 | Office, Small | Heating | 94.53% | 5.954% | 91.12% | 2.923% | 5.628% | 86.13% | 2.763% | FCZ9 | 86.13% | 0% | 0% | 0% | 0% | 0% | 0% | 0% | 0% | 0% | 0% | 0% | 0% | 67.6% | 10.42% | 0% | 8.106%
11 | 23.93% | 70.22% | 5.851% | 22.85% | 72.99% | 4.159% | 1 | 4 | 1.08% | FCZ10 | Office, Small | Heating | 91.24% | 45.97% | 54.03% | 0% | 41.94% | 49.3% | 0% | FCZ10 | 49.3% | 0% | 0% | 0% | 0% | 0% | 0% | 0% | 0% | 0% | 35.09% | 0% | 0% | 0% | 11.91% | 0.04718% | 2.243%
12 | 27.03% | 70.96% | 2.019% | 26.31% | 71.53% | 2.161% | 1 | 4 | 0.7196% | FCZ11 | Office, Small | Heating | 98.09% | 53.51% | 45.77% | 0.7163% | 52.49% | 44.9% | 0.7026% | FCZ11 | 44.9% | 0% | 0% | 0% | 0% | 0% | 0% | 0% | 0% | 0% | 38.66% | 0% | 0% | 0% | 0.0001136% | 5.987% | 0.2494%
13 | 13.82% | 84.52% | 1.661% | 17.78% | 81.19% | 1.027% | 1 | 4 | -3.957% | FCZ12c | Office, Small | Heating | 90.06% | 57.99% | 41.76% | 0.2504% | 52.22% | 37.61% | 0.2255% | FCZ12 | 44.19% | 0% | 0% | 0% | 0% | 0% | 2.915% | 27.76% | 0.8565% | 0% | 12.32% | 0% | 0% | 0% | 0.2927% | 0.05141% | 0%
14 | 36.37% | 62.75% | 0.8744% | 50.91% | 48.84% | 0.2473% | 3 | 2 | -14.54% | FCZ12i | Office, Small | Heating | 87.84% | 42.06% | 57.8% | 0.1388% | 36.94% | 50.77% | 0.1219% | FCZ13 | 53.37% | 0% | 0% | 0% | 0% | 0% | 0% | 0% | 0% | 0% | 0% | 0.2246% | 53.15% | 0% | 0% | 0% | 0%
15 | 52.66% | 46.63% | 0.712% | 52.43% | 46.86% | 0.7115% | 3 | 2 | 0.2302% | FCZ13 | Office, Small | Heating | 86.85% | 38.55% | 61.45% | 0% | 33.48% | 53.37% | 0% | FCZ14 | 72.77% | 0% | 0% | 0% | 0% | 0% | 0% | 0% | 0% | 0% | 0% | 0% | 72.77% | 0% | 0% | 0% | 0%
16 | 32.94% | 66.07% | 0.9849% | 32.93% | 66.52% | 0.559% | 1 | 4 | 0.01759% | FCZ16 | Office, Small | Heating | 73.64% | 48.2% | 51.8% | 0% | 35.5% | 38.14% | 0% | FCZ15 | 72.77% | 0% | 0.1411% | 0% | 0% | 0% | 0% | 0% | 0% | 0% | 0% | 32.41% | 38.31% | 0% | 0% | 0% | 1.898%
[10 empty] | FCZ17 | Office, Small | Heating | 90.56% | 35.22% | 64.78% | 0% | 31.89% | 58.67% | 0% | FCZ16 | 38.14% | 0% | 0% | 0% | 0% | 0% | 6.553% | 0% | 10.64% | 20.95% | 0% | 0% | 0% | 0% | 0% | 0% | 0%
[20 empty] | FCZ17 | 58.67% | 0% | 0% | 0% | 0% | 0% | 0% | 0% | 0% | 58.29% | 0% | 0% | 0% | 0% | 0% | 0% | 0.379%
[20 empty] | FCZ18 | 58.67% | 0% | 0% | 0% | 0% | 0% | 0% | 0% | 0% | 58.67% | 0% | 0% | 0% | 0% | 0% | 0% | 0%
[20 empty] | FCZ19 | 44.9% | 0% | 0% | 0% | 0% | 0% | 0% | 0% | 0% | 0% | 0% | 0% | 0% | 0% | 0.01087% | 44.88% | 0%
[20 empty] | FCZ20 | 49.3% | 0% | 0% | 0% | 0% | 0% | 0% | 0% | 0% | 0% | 0% | 0% | 0% | 0% | 0% | 0% | 49.3%
[20 empty] | Sum |  | 22.51% | 56.43% | 75.31% | 29.57% | 22.35% | 41.73% | 27.76% | 25.68% | 164.2% | 86.07% | 96.71% | 221.6% | 136.6% | 24.1% | 53.29% | 130.6%
[22 empty] | 79.95% | 81.41% | 71.74% | 70.4% | 74.18% | 44.61% | 49.68% | 40.02% | 57.34% | 49.41% | 70.22% | 70.96% | 84.52% | 62.75% | 46.63% | 66.07%
[21 empty] | Saturation (Electric) | 1 | 2 | 3 | 4 | 5 | 6 | 7 | 8 | 9 | 10 | 11 | 12 | 13 | 14 | 15 | 16
[20 empty] | FZ0 | 18.9% | 3.383% | 0% | 0% | 0% | 0% | 0% | 0% | 0% | 0% | 0% | 0.07975% | 0% | 0% | 0.0002454% | 0.6015% | 14.84%
[20 empty] | FCZ1 | 28.06% | 0% | 0% | 14.71% | 8.527% | 0% | 0% | 0% | 0% | 0% | 0% | 0% | 4.82% | 0% | 0% | 0% | 0%
[20 empty] | FCZ2 | 10.29% | 1.39% | 8.249% | 0.6465% | 0% | 0% | 0% | 0% | 0% | 0% | 0% | 0% | 0% | 0% | 0% | 0% | 0.0005692%
[20 empty] | FCZ3 | 22.76% | 0% | 0% | 0% | 0% | 0% | 0% | 0% | 0% | 0% | 0% | 19.3% | 0% | 0% | 0% | 0% | 3.467%
[20 empty] | FCZ4 | 22.76% | 0% | 0% | 0.8282% | 0% | 0% | 0% | 0% | 0% | 0% | 0% | 5.025% | 16.53% | 0% | 0% | 0% | 0.3835%
[20 empty] | FCZ5 | 18.9% | 0% | 0% | 0% | 0% | 0% | 0% | 0% | 0% | 0% | 0% | 0% | 0.8609% | 17.92% | 0% | 0% | 0.1209%
[20 empty] | FCZ6 | 23.59% | 0% | 0% | 12.33% | 3.631% | 7.628% | 0.002835% | 0% | 0% | 0% | 0% | 0% | 0% | 0% | 0% | 0% | 0%
[20 empty] | FCZ7 | 63% | 0% | 0% | 0% | 0% | 0% | 11.9% | 0% | 27.71% | 20.34% | 0% | 0% | 0% | 0% | 2.839% | 0% | 0.206%
[20 empty] | FCZ8 | 50.45% | 0% | 0% | 0% | 0% | 0.09226% | 30.87% | 0% | 0% | 18.77% | 0% | 0% | 0% | 0% | 0% | 0% | 0.7115%
[20 empty] | FCZ9 | 5.628% | 0% | 0% | 0% | 0% | 0% | 0% | 0% | 0% | 0% | 0% | 0% | 0% | 4.418% | 0.6811% | 0% | 0.5297%
[20 empty] | FCZ10 | 41.94% | 0% | 0% | 0% | 0% | 0% | 0% | 0% | 0% | 0% | 29.86% | 0% | 0% | 0% | 10.14% | 0.04014% | 1.908%
[20 empty] | FCZ11 | 52.49% | 0% | 0% | 0% | 0% | 0% | 0% | 0% | 0% | 0% | 45.2% | 0% | 0% | 0% | 0.0001328% | 7% | 0.2916%
[20 empty] | FCZ12 | 44.58% | 0% | 0% | 0% | 0% | 0% | 2.94% | 28% | 0.864% | 0% | 12.43% | 0% | 0% | 0% | 0.2952% | 0.05186% | 0%
[20 empty] | FCZ13 | 33.48% | 0% | 0% | 0% | 0% | 0% | 0% | 0% | 0% | 0% | 0% | 0.1409% | 33.34% | 0% | 0% | 0% | 0%
[20 empty] | FCZ14 | 18.9% | 0% | 0% | 0% | 0% | 0% | 0% | 0% | 0% | 0% | 0% | 0% | 18.9% | 0% | 0% | 0% | 0%
[20 empty] | FCZ15 | 18.9% | 0% | 0.03665% | 0% | 0% | 0% | 0% | 0% | 0% | 0% | 0% | 8.42% | 9.953% | 0% | 0% | 0% | 0.4929%
[20 empty] | FCZ16 | 35.5% | 0% | 0% | 0% | 0% | 0% | 6.098% | 0% | 9.905% | 19.5% | 0% | 0% | 0% | 0% | 0% | 0% | 0%
[20 empty] | FCZ17 | 31.89% | 0% | 0% | 0% | 0% | 0% | 0% | 0% | 0% | 31.69% | 0% | 0% | 0% | 0% | 0% | 0% | 0.206%
[20 empty] | FCZ18 | 31.89% | 0% | 0% | 0% | 0% | 0% | 0% | 0% | 0% | 31.89% | 0% | 0% | 0% | 0% | 0% | 0% | 0%
[20 empty] | FCZ19 | 52.49% | 0% | 0% | 0% | 0% | 0% | 0% | 0% | 0% | 0% | 0% | 0% | 0% | 0% | 0.01271% | 52.48% | 0%
[20 empty] | FCZ20 | 41.94% | 0% | 0% | 0% | 0% | 0% | 0% | 0% | 0% | 0% | 0% | 0% | 0% | 0% | 0% | 0% | 41.94%
[20 empty] | Sum |  | 4.773% | 8.286% | 28.52% | 12.16% | 7.72% | 51.81% | 28% | 38.48% | 122.2% | 87.49% | 32.96% | 84.4% | 22.34% | 13.97% | 60.17% | 65.1%
[20 empty] | Saturation (Elec) at CZ |  | 16.95% | 11.95% | 27.16% | 28.94% | 25.62% | 55.38% | 50.12% | 59.97% | 42.66% | 50.22% | 23.93% | 27.03% | 13.82% | 36.37% | 52.66% | 32.94%
[21 empty] | Saturation (Other Fuels) | 1 | 2 | 3 | 4 | 5 | 6 | 7 | 8 | 9 | 10 | 11 | 12 | 13 | 14 | 15 | 16
[20 empty] | FZ0 | 0.5444% | 0.09745% | 0% | 0% | 0% | 0% | 0% | 0% | 0% | 0% | 0% | 0.002297% | 0% | 0% | 7.067e-06% | 0.01733% | 0.4273%
[20 empty] | FCZ1 | 0.8107% | 0% | 0% | 0.4251% | 0.2463% | 0% | 0% | 0% | 0% | 0% | 0% | 0% | 0.1393% | 0% | 0% | 0% | 0%
[20 empty] | FCZ2 | 5.739% | 0.7754% | 4.602% | 0.3607% | 0% | 0% | 0% | 0% | 0% | 0% | 0% | 0% | 0% | 0% | 0% | 0% | 0.0003176%
[20 empty] | FCZ3 | 7.313% | 0% | 0% | 0% | 0% | 0% | 0% | 0% | 0% | 0% | 0% | 6.2% | 0% | 0% | 0% | 0% | 1.114%
[20 empty] | FCZ4 | 7.313% | 0% | 0% | 0.2661% | 0% | 0% | 0% | 0% | 0% | 0% | 0% | 1.614% | 5.31% | 0% | 0% | 0% | 0.1232%
[20 empty] | FCZ5 | 0.5444% | 0% | 0% | 0% | 0% | 0% | 0% | 0% | 0% | 0% | 0% | 0% | 0.0248% | 0.5161% | 0% | 0% | 0.003482%
[20 empty] | FCZ6 | 0.1862% | 0% | 0% | 0.09731% | 0.02866% | 0.06021% | 2.237e-05% | 0% | 0% | 0% | 0% | 0% | 0% | 0% | 0% | 0% | 0%
[20 empty] | FCZ7 | 0% | bar: 1 to 16
[20 empty] | FCZ8 | 0% | bar: 1 to 16
[20 empty] | FCZ9 | 2.763% | 0% | 0% | 0% | 0% | 0% | 0% | 0% | 0% | 0% | 0% | 0% | 0% | 2.169% | 0.3344% | 0% | 0.2601%
[20 empty] | FCZ10 | 0% | bar: 1 to 16
[20 empty] | FCZ11 | 0.7026% | 0% | 0% | 0% | 0% | 0% | 0% | 0% | 0% | 0% | 0.605% | 0% | 0% | 0% | 1.778e-06% | 0.09369% | 0.003903%
[20 empty] | FCZ12 | 0.1737% | 0% | 0% | 0% | 0% | 0% | 0.01146% | 0.1091% | 0.003367% | 0% | 0.04843% | 0% | 0% | 0% | 0.00115% | 0.0002021% | 0%
[20 empty] | FCZ13 | 0% | bar: 1 to 16
[20 empty] | FCZ14 | 0.5444% | 0% | 0% | 0% | 0% | 0% | 0% | 0% | 0% | 0% | 0% | 0% | 0.5444% | 0% | 0% | 0% | 0%
[20 empty] | FCZ15 | 0.5444% | 0% | 0.001056% | 0% | 0% | 0% | 0% | 0% | 0% | 0% | 0% | 0.2425% | 0.2867% | 0% | 0% | 0% | 0.0142%
[20 empty] | FCZ16 | 0% | bar: 1 to 16
[20 empty] | FCZ17 | 0% | bar: 1 to 16
[20 empty] | FCZ18 | 0% | bar: 1 to 16
[20 empty] | FCZ19 | 0.7026% | 0% | 0% | 0% | 0% | 0% | 0% | 0% | 0% | 0% | 0% | 0% | 0% | 0% | 0.0001702% | 0.7024% | 0%
[20 empty] | FCZ20 | 0% | bar: 1 to 16
[20 empty] | Sum |  | 0.0087283 | 0.046034 | 0.011491 | 0.00275 | 0.00060208 | 0.00011479 | 0.001091 | 3.3666e-05 | 0 | 0.0065343 | 0.080586 | 0.06305 | 0.02685 | 0.0033575 | 0.0081364 | 0.019462
[20 empty] | Saturation (Elec) at CZ |  | 3.1% | 6.641% | 1.095% | 0.6547% | 0.1998% | 0.01227% | 0.1953% | 0.005247% | 0% | 0.3751% | 5.851% | 2.019% | 1.661% | 0.8744% | 0.712% | 0.9849%
Note on V2: Saturation is defined as the % of total floorspace for each combination of end-use and fuel-type.
Note on W2: Saturation is defined as the % of total floorspace for each combination of end-use and fuel-type.
Note on X2: Saturation is defined as the % of total floorspace for each combination of end-use and fuel-type.
Note on AA2: Saturation is defined as the % of total floorspace for each combination of end-use and fuel-type.
Note on AA28: Saturation is defined as the % of total floorspace for each combination of end-use and fuel-type.

## Ventilation
Outdoor Airflow Rate - OfficeSmall
Zone | cfm/person | cfm/ft2 | cfm | Source
Open_Office_N | 15 | 0.15 | 136.905 | T24, 2025, Equation 120.1-F and Table 120.1-A
Closed_Office_W | 15 | 0.15 | 136.269
Closed_Office_E | 15 | 0.15 | 136.269
Conference | 15 | 0.15 | 495
Lobby + Lounge | 15 | 0.15 | 75
Storage | 15 | 0.15 | 111.582
Mechanical/Electrical | 15 | 0.15 | 50
Restroom | 15 | 0.15 | 50
Break/Copy Room | 15 | 0.15 | 495
Corridor | 15 | 0.15 | 75
CEUS 2022 Data shows that about 50% of the unconditioned floor area belongs to the first vintage bin (Pre-1978)
Background Data [To be deleted prior to publication]
Ref: CEUS 2022
| Ventilated |  | Ventilated Only |  |  | Conditioned - Floorspace that is heated and/or cooled
Statewide/ Utility/ FCZ | K SqFt | % of Tot. Comm. Floorspace | K SqFt | % of Tot. Comm. Floorspace | Total | Unconditioned - Floorspace that is not heated and/or cooled
Statewide | 717924.2529 | 93.1% | 5720.4277 | 0.7418% | 771153.5227 | Ventilated - Total floorspace that is Conditioned (heated and/or cooled), plus unconditioned spaces that are Ventilated
FCZ01 Tot | 110607.6915 | 92.48% | 110607.6915 | 92.48% | 119595.5776 | Ventilated Only - Unconditioned floorspace that is ventilated
FCZ02 Tot | 28894.0517 | 85.95% | 0 | 0% | 33616.997 | Refrigerated - Floorspace occupied by built-in commercial grade refrigerators (including walk-ins)
FCZ03 Tot | 9152.9953 | 97.32% | 0 | 0% | 9405.1639 | Frozen - Floorspace that is occupied by built-in commercial grade freezers (including walk-ins)
FCZ04 Tot | 40764.035 | 90.09% | 40764.035 | 90.09% | 45249.3283 | Refrigerated & Frozen Combined - Refrigerated and/or Frozen floorspace
FCZ05 Tot | 40651.5365 | 94.2% | 0 | 0% | 43153.1055
FCZ06 Tot | 33601.1545 | 96.13% | 33601.1545 | 96.13% | 34954.825
FCZ07 Tot | 162052.0614 | 96.39% | 162052.0614 | 96.39% | 168128.0774
FCZ08 Tot | 22464.0659 | 92.71% | 0 | 0% | 24229.8711
FCZ09 Tot | 11190.3905 | 95.71% | 0 | 0% | 11692.4715
FCZ10 Tot | 31510.4502 | 93.6% | 0 | 0% | 33664.068
FCZ11 Tot | 34908.6866 | 98.09% | 0 | 0% | 35588.1912
FCZ12c Tot | 60257.3858 | 90.7% | 60257.3858 | 90.7% | 66439.5525
FCZ12i Tot | 18564.5846 | 87.87% | 18564.5846 | 87.87% | 21127.5797
FCZ13 Tot | 25391.2101 | 87.25% | 25391.2101 | 87.25% | 29100.3243
FCZ16 Tot | 35458.8513 | 91.74% | 35458.8513 | 91.74% | 38649.9531
FCZ17 Tot | 13427.3773 | 91.74% | 0 | 0% | 14637.0677
| Ventilated (k SqFt) | [5 empty] | Ventilated-Only (k SqFt)
Statewide/ Utility/ FCZ | Pre-1978 | 1978-1997 | 1998-2007 | 2008-2018 | Not Available | Total | Pre-1978 | 1978-1997 | 1998-2007 | 2008-2018 | Not Available | Total
Statewide | 282213.6856 | 242811.9043 | 96185.0237 | 35649.0276 | 61064.6116 | 717924.2529 | 5143.4965 | 382.5795 | 194.3518 | 0 | 0 | 5720.4277
FCZ01 Tot | 54414.2314 | 32999.722 | 11122.2533 | 4603.0504 | 7468.4345 | 110607.6915 | 54414.2314 | 0 | 11122.2533 | 4603.0504 | 7468.4345 | 110607.6915
FCZ02 Tot | 13141.0984 | 9647.916 | 3659.6977 | 1714.0383 | 731.3014 | 28894.0517 | 0 | 0 | 0 | 0 | 0 | 0
FCZ03 Tot | 3193.2902 | 2796.6371 | 1418.2923 | 560.0588 | 1184.717 | 9152.9953 | 0 | 0 | 0 | 0 | 0 | 0
FCZ04 Tot | 4769.6281 | 13172.6073 | 17791.1299 | 2050.2791 | 2980.3906 | 40764.035 | 0 | 0 | 17791.1299 | 0 | 0 | 40764.035
FCZ05 Tot | 11153.2392 | 13335.8868 | 9354.7826 | 3829.8507 | 2977.7772 | 40651.5365 | 0 | 0 | 0 | 0 | 0 | 0
FCZ06 Tot | 12261.9014 | 10666.3803 | 2831.2619 | 1071.4579 | 6770.1529 | 33601.1545 | 12261.9014 | 10666.3803 | 0 | 0 | 0 | 33601.1545
FCZ07 Tot | 80605.7847 | 49236.975 | 10354.3648 | 5701.2154 | 16153.7214 | 162052.0614 | 80605.7847 | 0 | 0 | 0 | 0 | 162052.0614
FCZ08 Tot | 6525.3199 | 10968.355 | 2306.1579 | 2050.2475 | 613.9856 | 22464.0659 | 0 | 0 | 0 | 0 | 0 | 0
FCZ09 Tot | 2791.1654 | 2824.4311 | 2664.3979 | 951.7997 | 1958.5964 | 11190.3905 | 0 | 0 | 0 | 0 | 0 | 0
FCZ10 Tot | 7579.1686 | 10386.011 | 7421.6188 | 2642.6378 | 3481.0139 | 31510.4502 | 0 | 0 | 0 | 0 | 0 | 0
FCZ11 Tot | 5363.5935 | 12676.2904 | 7990.6575 | 4097.6866 | 4780.4586 | 34908.6866 | 0 | 0 | 0 | 0 | 0 | 0
FCZ12c Tot | 15464.3768 | 33781.6771 | 6158.0383 | 2245.6254 | 2607.6682 | 60257.3858 | 15464.3768 | 33781.6771 | 0 | 0 | 0 | 60257.3858
FCZ12i Tot | 6659.289 | 5922.0061 | 2160.3567 | 143.2159 | 3679.7168 | 18564.5846 | 6659.289 | 0 | 0 | 0 | 3679.7168 | 18564.5846
FCZ13 Tot | 8753.6669 | 10325.8157 | 4770.6935 | 1039.1204 | 501.9135 | 25391.2101 | 8753.6669 | 10325.8157 | 0 | 0 | 0 | 25391.2101
FCZ16 Tot | 25755.6489 | 8207.2074 | 952.5201 | 0 | 543.4749 | 35458.8513 | 25755.6489 | 0 | 0 | 0 | 0 | 35458.8513
FCZ17 Tot | 8440.6119 | 2664.2701 | 0 | 1010.7948 | 1311.7005 | 13427.3773 | 0 | 0 | 0 | 0 | 0 | 0
Calculation Method | Statewide/ Utility/ FCZ | 0% | 0%< X <10% | 10%<= X <20% | 20%<= X <30% | 30%<= X <40% | 40%<= X <50% | 50%<= X <60% | 60%<= X <70% | 70%<= X <80% | 80%<= X <90% | 90%<= X <100% | 100% | Total | ← % Floorspace Conditioned
Floorspace % | Statewide | 1.71% | 1.242% | 0.7935% | 0.8942% | 1.085% | 1.752% | 1.003% | 1.694% | 1.524% | 1.83% | 2.606% | 83.87% | 100%
Floorspace % | FCZ01 Tot | 3.073% | 2.238% | 0% | 1.187% | 0.5147% | 0.3113% | 0.3512% | 1.988% | 1.253% | 1.457% | 3.128% | 84.5% | 100%
Floorspace % | FCZ02 Tot | 0% | 6.081% | 0% | 0.133% | 0.3701% | 6.46% | 2.515% | 3.656% | 2.114% | 2.568% | 2.288% | 73.82% | 100%
Floorspace % | FCZ03 Tot | 0% | 0% | 0% | 0% | 0% | 1.692% | 0% | 3.144% | 2.041% | 0% | 2.4% | 90.72% | 100%
Floorspace % | FCZ04 Tot | 0.06176% | 2.913% | 0.8385% | 0.7206% | 4.274% | 0.4295% | 1.306% | 1.874% | 2.68% | 4.387% | 2.041% | 78.48% | 100%
Floorspace % | FCZ05 Tot | 0% | 0% | 0.3418% | 0.5731% | 0% | 5.448% | 2.525% | 0.8292% | 1.06% | 0.8288% | 4.407% | 83.99% | 100%
Floorspace % | FCZ06 Tot | 1.563% | 0.1456% | 2.536% | 0.5593% | 0% | 2.843% | 0% | 1.68% | 0.3951% | 0.3559% | 6.393% | 83.53% | 100%
Floorspace % | FCZ07 Tot | 0.7558% | 0.2066% | 0.07087% | 0.4003% | 0.9132% | 0.6959% | 0.4908% | 1.669% | 1.557% | 3.19% | 0.9101% | 89.14% | 100%
Floorspace % | FCZ08 Tot | 0% | 0% | 1.644% | 1.171% | 3.589% | 0.9917% | 0.3003% | 2.864% | 1.661% | 0.4461% | 0% | 87.33% | 100%
Floorspace % | FCZ09 Tot | 0% | 0% | 0% | 0% | 0% | 2.379% | 0% | 5.186% | 1.123% | 2.751% | 3.972% | 84.59% | 100%
Floorspace % | FCZ10 Tot | 0% | 0% | 2.076% | 0% | 0.7602% | 5.635% | 0.7852% | 0.5299% | 1.772% | 0.6989% | 1.093% | 86.65% | 100%
Floorspace % | FCZ11 Tot | 0% | 0% | 0.8006% | 0% | 0% | 0% | 1.422% | 1.296% | 0% | 0.5166% | 1.241% | 94.72% | 100%
Floorspace % | FCZ12c Tot | 1.646% | 0.3514% | 1.608% | 2.621% | 3.259% | 0.5685% | 2.056% | 0.8053% | 2.562% | 0.9653% | 2.448% | 81.11% | 100%
Floorspace % | FCZ12i Tot | 0.4117% | 5.507% | 2.603% | 0% | 0% | 3.365% | 2.708% | 1.034% | 2.124% | 0.3804% | 4.312% | 77.55% | 100%
Floorspace % | FCZ13 Tot | 0.1617% | 0.4279% | 2.392% | 5.46% | 1.41% | 1.282% | 2.629% | 3.987% | 3.448% | 4.596% | 6.27% | 67.94% | 100%
Floorspace % | FCZ16 Tot | 14.81% | 2.837% | 0% | 0% | 0% | 0% | 0% | 0% | 0% | 0% | 5.286% | 77.06% | 100%
Floorspace % | FCZ17 Tot | 0% | 0% | 3.806% | 0% | 0% | 10.15% | 0% | 0% | 0% | 0% | 0% | 86.04% | 100%
Calculation Method | Statewide/ Utility/ FCZ | 0% | 0%< X <10% | 10%<= X <20% | 20%<= X <30% | 30%<= X <40% | 40%<= X <50% | 50%<= X <60% | 60%<= X <70% | 70%<= X <80% | 80%<= X <90% | 90%<= X <100% | 100% | Total | ← % Floorspace Conditioned
Floorspace (k SqFt) | Statewide | 13190.1368 | 9575.6256 | 6119.2702 | 6895.5342 | 8365.1544 | 13510.004 | 7738.4428 | 13065.4804 | 11750.5687 | 14111.439 | 20097.3942 | 646734.4723 | 771153.5227
Floorspace (k SqFt) | FCZ01 Tot | 3675.052 | 2676.861 | 0 | 1420.0908 | 615.5574 | 372.3475 | 420.031 | 2377.5346 | 1498.3385 | 1742.7953 | 3740.432 | 101056.5374 | 119595.5776
Floorspace (k SqFt) | FCZ02 Tot | 0 | 2044.1517 | 0 | 44.7071 | 124.4193 | 2171.6186 | 845.4998 | 1229.1076 | 710.6892 | 863.1584 | 769.2555 | 24814.3897 | 33616.997
Floorspace (k SqFt) | FCZ03 Tot | 0 | 0 | 0 | 0 | 0 | 159.1551 | 0 | 295.7365 | 191.9728 | 0 | 225.6969 | 8532.6027 | 9405.1639
Floorspace (k SqFt) | FCZ04 Tot | 27.946 | 1317.908 | 379.4236 | 326.0645 | 1933.8949 | 194.3517 | 591.103 | 847.7669 | 1212.7893 | 1985.0972 | 923.5369 | 35509.4462 | 45249.3283
Floorspace (k SqFt) | FCZ05 Tot | 0 | 0 | 147.4957 | 247.3025 | 0 | 2351.1785 | 1089.589 | 357.8385 | 457.4944 | 357.6643 | 1901.6772 | 36242.8655 | 43153.1055
Floorspace (k SqFt) | FCZ06 Tot | 546.4687 | 50.8902 | 886.5544 | 195.4882 | 0 | 993.7695 | 0 | 587.1465 | 138.108 | 124.402 | 2234.5356 | 29197.4617 | 34954.825
Floorspace (k SqFt) | FCZ07 Tot | 1270.6427 | 347.3723 | 119.1494 | 673.0197 | 1535.2878 | 1169.945 | 825.2168 | 2806.7018 | 2617.9586 | 5363.2174 | 1530.1294 | 149869.4365 | 168128.0774
Floorspace (k SqFt) | FCZ08 Tot | 0 | 0 | 398.2517 | 283.6531 | 869.6064 | 240.2792 | 72.7717 | 693.9044 | 402.5306 | 108.0903 | 0 | 21160.7836 | 24229.8711
Floorspace (k SqFt) | FCZ09 Tot | 0 | 0 | 0 | 0 | 0 | 278.1164 | 0 | 606.4039 | 131.2819 | 321.6995 | 464.4416 | 9890.5282 | 11692.4715
Floorspace (k SqFt) | FCZ10 Tot | 0 | 0 | 699.0171 | 0 | 255.9127 | 1897.04 | 264.3465 | 178.3734 | 596.553 | 235.2696 | 368.0715 | 29169.4841 | 33664.068
Floorspace (k SqFt) | FCZ11 Tot | 0 | 0 | 284.9205 | 0 | 0 | 0 | 506.075 | 461.0774 | 0 | 183.8424 | 441.826 | 33710.4499 | 35588.1912
Floorspace (k SqFt) | FCZ12c Tot | 1093.4225 | 233.4604 | 1068.4655 | 1741.3581 | 2165.3483 | 377.6777 | 1366.1411 | 535.0183 | 1702.0395 | 641.3536 | 1626.7497 | 53888.5178 | 66439.5525
Floorspace (k SqFt) | FCZ12i Tot | 86.9728 | 1163.5886 | 550.0469 | 0 | 0 | 711.0135 | 572.0832 | 218.3664 | 448.6872 | 80.3592 | 911.0122 | 16385.4496 | 21127.5797
Floorspace (k SqFt) | FCZ13 Tot | 47.0612 | 124.5148 | 696.2057 | 1588.9959 | 410.3819 | 373.1077 | 764.9091 | 1160.2397 | 1003.3424 | 1337.3651 | 1824.5008 | 19769.7001 | 29100.3243
Floorspace (k SqFt) | FCZ16 Tot | 5725.53 | 1096.3295 | 0 | 0 | 0 | 0 | 0 | 0 | 0 | 0 | 2042.9965 | 29785.0972 | 38649.9531
Floorspace (k SqFt) | FCZ17 Tot | 0 | 0 | 557.0845 | 0 | 0 | 1485.9741 | 0 | 0 | 0 | 0 | 0 | 12594.0091 | 14637.0677
Note on D9: [Threaded comment] Your version of Excel allows you to read this threaded comment; however, any edits to it will get removed if the file is opened in a newer version of Excel. Learn more: https://go.microsoft.com/fwlink/?linkid=870924 Comment: ? Reply: Added. The space is equipped with exhaust fan
Note on D10: [Threaded comment] Your version of Excel allows you to read this threaded comment; however, any edits to it will get removed if the file is opened in a newer version of Excel. Learn more: https://go.microsoft.com/fwlink/?linkid=870924 Comment: ? Reply: Added. The space is equipped with exhaust fan

## Water Heater
Water Heater - OfficeSmall
Vintage | Fuel type | Burner Efficiency | Tank Volume | Tank Loss
Existing | Gas | 0.8 | TBD | TBD
New Construction | Gas | 0.8 | TBD | TBD
Background Data [To be deleted prior to publication]
CEUS 2022 data | Water Heater
% of total impacted floor area | 92.96%
Dominated system | Package System / Heat Pump
Fuel and Share | 49.9% Electric and 49.1% Gas
CEUS 2022 Data
| Fuel Share of Water Heater |  |  |  |  | Saturation rate for Water heating fuel type) Ref: CEUS 2018 Appendix K2
CZ | Saturation (Electric) | Saturation (Gas) |  |  |  | Forecast Zone | Building-type | End Use | End Use Saturation | Electric Fuel Share | Gas Fuel Share | Other Fuel Share | Saturation (Electric) | Saturation (Gas) | Saturation (Other Fuels) |  |  | Saturation (Gas) | 1 | 2 | 3 | 4 | 5 | 6 | 7 | 8 | 9 | 10 | 11 | 12 | 13 | 14 | 15 | 16
1 | 47.52% | 52.48% |  |  |  | Statewide | Office, Small | Water Heating | 92.75% | 49.93% | 49.12% | 0.9491% | 46.31% | 45.56% | 0.8803% |  | FZ0 | 45.2% | 3491.4969 | 0 | 0 | 0 | 0 | 0 | 0 | 0 | 0 | 0 | 82.2959 | 0 | 0 | 0.25322 | 620.764 | 15311.8413
2 | 42.75% | 57.25% |  |  |  | FCZ1 | Office, Small | Water Heating | 96.77% | 47.07% | 51.81% | 1.114% | 45.55% | 50.14% | 1.078% |  | FCZ1 | 50.14% | 0 | 0 | 31439.3367 | 18220.7579 | 0 | 0 | 0 | 0 | 0 | 0 | 0 | 10300.1202 | 0 | 0 | 0 | 0
3 | 45.84% | 54.16% |  |  |  | FCZ2 | Office, Small | Water Heating | 95.27% | 41.84% | 55.89% | 2.272% | 39.86% | 53.24% | 2.165% |  | FCZ2 | 53.24% | 2418.3858 | 14354.5004 | 1124.9397 | 0 | 0 | 0 | 0 | 0 | 0 | 0 | 0 | 0 | 0 | 0 | 0 | 0.99058
4 | 49.45% | 50.55% |  |  |  | FCZ3 | Office, Small | Water Heating | 93.57% | 69.11% | 25.85% | 5.032% | 64.67% | 24.19% | 4.708% |  | FCZ3 | 24.19% | 0 | 0 | 0 | 0 | 0 | 0 | 0 | 0 | 0 | 0 | 1928.7897 | 0 | 0 | 0 | 0 | 346.469
5 | 37.68% | 62.32% |  |  |  | FCZ4 | Office, Small | Water Heating | 93.57% | 69.11% | 25.85% | 5.032% | 64.67% | 24.19% | 4.708% |  | FCZ4 | 24.19% | 0 | 0 | 398.1578 | 0 | 0 | 0 | 0 | 0 | 0 | 0 | 2415.4572 | 7945.7719 | 0 | 0 | 0 | 184.3605
6 | 20.05% | 79.95% |  |  |  | FCZ5 | Office, Small | Water Heating | 91.39% | 50.15% | 49.46% | 0.386% | 45.84% | 45.2% | 0.3528% |  | FCZ5 | 45.2% | 0 | 0 | 0 | 0 | 0 | 0 | 0 | 0 | 0 | 0 | 0 | 888.4652 | 18493.4428 | 0 | 0 | 124.7433
7 | 69.54% | 30.46% |  |  |  | FCZ6 | Office, Small | Water Heating | 94.4% | 37.67% | 62.12% | 0.2125% | 35.56% | 58.64% | 0.2006% |  | FCZ6 | 58.64% | 0 | 0 | 10712.2119 | 3154.6697 | 6627.6897 | 2.4629 | 0 | 0 | 0 | 0 | 0 | 0 | 0 | 0 | 0 | 0
8 | 2.069% | 97.93% |  |  |  | FCZ7 | Office, Small | Water Heating | 89.63% | 49.13% | 50.31% | 0.5578% | 44.04% | 45.09% | 0.4999% |  | FCZ7 | 45.09% | 0 | 0 | 0 | 0 | 0 | 14320.9835 | 0 | 33347.9116 | 24480.8041 | 0 | 0 | 0 | 0 | 3416.131 | 0 | 247.8802
9 | 13.69% | 86.31% |  |  |  | FCZ8 | Office, Small | Water Heating | 94.96% | 50.55% | 49.45% | 0% | 48% | 46.96% | 0% |  | FCZ8 | 46.96% | 0 | 0 | 0 | 0 | 20.8103 | 6961.9985 | 0 | 0 | 4234.6907 | 0 | 0 | 0 | 0 | 0 | 0 | 160.486
10 | 57.74% | 42.26% |  |  |  | FCZ9 | Office, Small | Water Heating | 95.36% | 33.07% | 65.18% | 1.751% | 31.54% | 62.15% | 1.67% |  | FCZ9 | 62.15% | 0 | 0 | 0 | 0 | 0 | 0 | 0 | 0 | 0 | 0 | 0 | 0 | 5703.9276 | 879.4872 | 0 | 683.9376
11 | 47.14% | 52.86% |  |  |  | FCZ10 | Office, Small | Water Heating | 94.09% | 57.54% | 42.46% | 0% | 54.14% | 39.95% | 0% |  | FCZ10 | 39.95% | 0 | 0 | 0 | 0 | 0 | 0 | 0 | 0 | 0 | 9573.2319 | 0 | 0 | 0 | 3250.3435 | 12.8722 | 611.8117
12 | 41.18% | 58.82% |  |  |  | FCZ11 | Office, Small | Water Heating | 91.65% | 56.59% | 42.64% | 0.7666% | 51.86% | 39.08% | 0.7026% |  | FCZ11 | 39.08% | 0 | 0 | 0 | 0 | 0 | 0 | 0 | 0 | 0 | 11976.738 | 0 | 0 | 0 | 0.035189 | 1854.7093 | 77.2608
13 | 60.59% | 39.41% |  |  |  | FCZ12c | Office, Small | Water Heating | 88.34% | 60.34% | 39.46% | 0.2037% | 53.3% | 34.86% | 0.1799% |  | FCZ12 | 38.9% | 0 | 0 | 0 | 0 | 0 | 2246.6192 | 21394.0844 | 660.1614 | 0 | 9496.7405 | 0 | 0 | 0 | 225.5831 | 39.6236 | 0
14 | 71.04% | 28.96% |  |  |  | FCZ12i | Office, Small | Water Heating | 89.96% | 52.13% | 47.73% | 0.1355% | 46.9% | 42.94% | 0.1219% |  | FCZ13 | 48.23% | 0 | 0 | 0 | 0 | 0 | 0 | 0 | 0 | 0 | 0 | 59.0694 | 13974.9192 | 0 | 0 | 0 | 0
15 | 3.976% | 96.02% |  |  |  | FCZ13 | Office, Small | Water Heating | 93.48% | 46.22% | 51.59% | 2.189% | 43.21% | 48.23% | 2.046% |  | FCZ14 | 45.2% | 0 | 0 | 0 | 0 | 0 | 0 | 0 | 0 | 0 | 0 | 0 | 19506.6513 | 0 | 0 | 0 | 0
16 | 34.97% | 65.03% |  |  |  | FCZ16 | Office, Small | Water Heating | 94.64% | 38.9% | 61.1% | 0% | 36.82% | 57.83% | 0% |  | FCZ15 | 45.2% | 0 | 37.8225 | 0 | 0 | 0 | 0 | 0 | 0 | 0 | 0 | 8689.3402 | 10270.7881 | 0 | 0 | 0 | 508.7006
[6 empty] | FCZ17 | Office, Small | Water Heating | 95.99% | 48.1% | 51.9% | 0% | 46.17% | 49.82% | 0% |  | FCZ16 | 57.83% | 0 | 0 | 0 | 0 | 0 | 3839.681 | 0 | 6236.0835 | 12274.5986 | 0 | 0 | 0 | 0 | 0 | 0 | 0
[17 empty] | FCZ17 | 49.82% | 0 | 0 | 0 | 0 | 0 | 0 | 0 | 0 | 7245.0758 | 0 | 0 | 0 | 0 | 0 | 0 | 47.1009
[17 empty] | FCZ18 | 49.82% | 0 | 0 | 0 | 0 | 0 | 0 | 0 | 0 | 7292.1766 | 0 | 0 | 0 | 0 | 0 | 0 | 0
[17 empty] | FCZ19 | 39.08% | 0 | 0 | 0 | 0 | 0 | 0 | 0 | 0 | 0 | 0 | 0 | 0 | 0 | 3.3687 | 13905.3746 | 0
[17 empty] | FCZ20 | 39.95% | 0 | 0 | 0 | 0 | 0 | 0 | 0 | 0 | 0 | 0 | 0 | 0 | 0 | 0 | 0 | 13448.2593
[17 empty] | Sum |  | 5909.8827 | 14392.3229 | 43674.6461 | 21375.4276 | 6648.5 | 27371.7451 | 21394.0844 | 40244.1566 | 55527.3458 | 31046.7104 | 13174.9524 | 62886.7159 | 24197.3704 | 7775.2019 | 16433.3437 | 31753.8418
[19 empty] | 52.48% | 57.25% | 54.16% | 50.55% | 62.32% | 79.95% | 30.46% | 97.93% | 86.31% | 42.26% | 52.86% | 58.82% | 39.41% | 28.96% | 96.02% | 65.03%
[18 empty] | Saturation (Electric) | 1 | 2 | 3 | 4 | 5 | 6 | 7 | 8 | 9 | 10 | 11 | 12 | 13 | 14 | 15 | 16
[17 empty] | FZ0 | 45.84% | 3540.4078 | 0 | 0 | 0 | 0 | 0 | 0 | 0 | 0 | 0 | 83.4487 | 0 | 0 | 0.25677 | 629.46 | 15526.3383
[17 empty] | FCZ1 | 45.55% | 0 | 0 | 28564.6776 | 16554.741 | 0 | 0 | 0 | 0 | 0 | 0 | 0 | 9358.3276 | 0 | 0 | 0 | 0
[17 empty] | FCZ2 | 39.86% | 1810.5062 | 10746.3875 | 842.1775 | 0 | 0 | 0 | 0 | 0 | 0 | 0 | 0 | 0 | 0 | 0 | 0 | 0.74159
[17 empty] | FCZ3 | 64.67% | 0 | 0 | 0 | 0 | 0 | 0 | 0 | 0 | 0 | 0 | 5156.2275 | 0 | 0 | 0 | 0 | 926.2145
[17 empty] | FCZ4 | 64.67% | 0 | 0 | 1064.3941 | 0 | 0 | 0 | 0 | 0 | 0 | 0 | 6457.2342 | 21241.4068 | 0 | 0 | 0 | 492.8503
[17 empty] | FCZ5 | 45.84% | 0 | 0 | 0 | 0 | 0 | 0 | 0 | 0 | 0 | 0 | 0 | 900.9113 | 18752.5094 | 0 | 0 | 126.4908
[17 empty] | FCZ6 | 35.56% | 0 | 0 | 6496.5131 | 1913.1766 | 4019.4195 | 1.4936 | 0 | 0 | 0 | 0 | 0 | 0 | 0 | 0 | 0 | 0
[17 empty] | FCZ12 | 50.1% | 0 | 0 | 0 | 0 | 0 | 2893.5314 | 27554.494 | 850.2543 | 0 | 12231.3194 | 0 | 0 | 0 | 290.5396 | 51.0332 | 0
[17 empty] | FCZ13 | 43.21% | 0 | 0 | 0 | 0 | 0 | 0 | 0 | 0 | 0 | 0 | 52.9221 | 12520.5654 | 0 | 0 | 0 | 0
% Hot Water Available | [14 empty] | FCZ14 | 45.84% | 0 | 0 | 0 | 0 | 0 | 0 | 0 | 0 | 0 | 0 | 0 | 19779.9116 | 0 | 0 | 0 | 0
Calculation Method | Statewide/ Utility/ FCZ | No | Yes | Total | Calculation Method | Statewide/ Utility/ FCZ | Electric | Gas | No water heating | Other |  |  |  |  | FCZ15 | 45.84% | 0 | 38.3523 | 0 | 0 | 0 | 0 | 0 | 0 | 0 | 0 | 8811.0654 | 10414.6671 | 0 | 0 | 0 | 515.8267
By Floorspace | Statewide | 7.037% | 92.96% | 100% | By Numbers | Statewide | 49.29% | 32.99% | 15.28% | 2.443% | 100% |  |  |  | FCZ16 | 36.82% | 0 | 0 | 0 | 0 | 0 | 2444.4913 | 0 | 3970.135 | 7814.4901 | 0 | 0 | 0 | 0 | 0 | 0 | 0
By Floorspace | FCZ01 Tot | 3.073% | 96.93% | 100% | By Numbers | FCZ01 Tot | 45.19% | 40.04% | 9.969% | 4.796% | 100% |  |  |  | FCZ17 | 46.17% | 0 | 0 | 0 | 0 | 0 | 0 | 0 | 0 | 6714.3174 | 0 | 0 | 0 | 0 | 0 | 0 | 43.6504
By Floorspace | FCZ02 Tot | 3.892% | 96.11% | 100% | By Numbers | FCZ02 Tot | 32.19% | 54.2% | 9.115% | 4.501% | 100% |  |  |  | FCZ18 | 46.17% | 0 | 0 | 0 | 0 | 0 | 0 | 0 | 0 | 6757.9678 | 0 | 0 | 0 | 0 | 0 | 0 | 0
By Floorspace | FCZ03 Tot | 2.544% | 97.46% | 100% | By Numbers | FCZ03 Tot | 38.94% | 55.05% | 4.439% | 1.567% | 100% |  |  |  | FCZ19 | 51.86% | 0 | 0 | 0 | 0 | 0 | 0 | 0 | 0 | 0 | 0 | 0 | 0 | 0 | 4.4705 | 18453.29 | 0
By Floorspace | FCZ04 Tot | 6.261% | 93.74% | 100% | By Numbers | FCZ04 Tot | 68.36% | 11.89% | 11.87% | 7.882% | 100% |  |  |  | FCZ20 | 54.14% | 0 | 0 | 0 | 0 | 0 | 0 | 0 | 0 | 0 | 0 | 0 | 0 | 0 | 0 | 0 | 18226.8125
By Floorspace | FCZ05 Tot | 8.494% | 91.51% | 100% | By Numbers | FCZ05 Tot | 35.94% | 39.06% | 23.3% | 1.701% | 100% |  |  |  | Sum |  | 5350.9139 | 10746.3875 | 36967.7623 | 20912.4088 | 4019.4195 | 6865.16 | 48841.2692 | 850.2543 | 8811.0654 | 42425.8981 | 11749.8324 | 44025.6816 | 37205.7995 | 19077.086 | 680.4932 | 17072.6355
By Floorspace | FCZ06 Tot | 5.599% | 94.4% | 100% | By Numbers | FCZ06 Tot | 40.26% | 44.48% | 13.75% | 1.513% | 100% |  |  |  | Saturation (Elec) at CZ |  | 47.52% | 42.75% | 45.84% | 49.45% | 37.68% | 20.05% | 69.54% | 2.069% | 13.69% | 57.74% | 47.14% | 41.18% | 60.59% | 71.04% | 3.976% | 34.97%
By Floorspace | FCZ07 Tot | 10.11% | 89.89% | 100% | By Numbers | FCZ07 Tot | 50.52% | 26.4% | 21.17% | 1.91% | 100%
By Floorspace | FCZ08 Tot | 5.043% | 94.96% | 100% | By Numbers | FCZ08 Tot | 56.61% | 32.4% | 10.73% | 0.2583% | 100%
By Floorspace | FCZ09 Tot | 4.636% | 95.36% | 100% | By Numbers | FCZ09 Tot | 35.96% | 50.85% | 10% | 3.183% | 100%
By Floorspace | FCZ10 Tot | 5.129% | 94.87% | 100% | By Numbers | FCZ10 Tot | 60.72% | 24.2% | 15.08% | 0% | 100% |  |  |  |  | Saturation (Other Fuels) | 1 | 2 | 3 | 4 | 5 | 6 | 7 | 8 | 9 | 10 | 11 | 12 | 13 | 14 | 15 | 16
By Floorspace | FCZ11 Tot | 8.35% | 91.65% | 100% | By Numbers | FCZ11 Tot | 61.36% | 18.74% | 18.04% | 1.858% | 100% |  |  |  | FZ0 | #REF! | #REF! | #REF! | #REF! | #REF! | #REF! | #REF! | #REF! | #REF! | #REF! | #REF! | #REF! | #REF! | #REF! | #REF! | #REF! | #REF!
By Floorspace | FCZ12c Tot | 11.66% | 88.34% | 100% | By Numbers | FCZ12c Tot | 51.18% | 26.2% | 22.32% | 0.2958% | 100% |  |  |  | FCZ1 | 1.078% | 0 | 0 | 675.8623 | 391.6979 | 0 | 0 | 0 | 0 | 0 | 0 | 0 | 221.4252 | 0 | 0 | 0 | 0
By Floorspace | FCZ12i Tot | 8.882% | 91.12% | 100% | By Numbers | FCZ12i Tot | 47.59% | 35.01% | 15.7% | 1.701% | 100% |  |  |  | FCZ2 | 2.165% | 98.3188 | 583.5783 | 45.7341 | 0 | 0 | 0 | 0 | 0 | 0 | 0 | 0 | 0 | 0 | 0 | 0 | 0.040272
By Floorspace | FCZ13 Tot | 6.52% | 93.48% | 100% | By Numbers | FCZ13 Tot | 38.87% | 43.8% | 13.8% | 3.528% | 100% |  |  |  | FCZ3 | 4.708% | 0 | 0 | 0 | 0 | 0 | 0 | 0 | 0 | 0 | 0 | 375.395 | 0 | 0 | 0 | 0 | 67.4323
By Floorspace | FCZ16 Tot | 5.357% | 94.64% | 100% | By Numbers | FCZ16 Tot | 57.33% | 38.53% | 4.14% | 0% | 100% |  |  |  | FCZ4 | 4.708% | 0 | 0 | 77.4924 | 0 | 0 | 0 | 0 | 0 | 0 | 0 | 470.1138 | 1546.4637 | 0 | 0 | 0 | 35.8816
By Floorspace | FCZ17 Tot | 4.01% | 95.99% | 100% | By Numbers | FCZ17 Tot | 43.79% | 46.1% | 10.11% | 0% | 100% |  |  |  | FCZ5 | 0.3528% | 0 | 0 | 0 | 0 | 0 | 0 | 0 | 0 | 0 | 0 | 0 | 6.9333 | 144.3171 | 0 | 0 | 0.97346
Note on Q22: Saturation is defined as the % of total floorspace for each combination of end-use and fuel-type.
Note on R22: Saturation is defined as the % of total floorspace for each combination of end-use and fuel-type.
Note on S22: Saturation is defined as the % of total floorspace for each combination of end-use and fuel-type.
Note on V22: Saturation is defined as the % of total floorspace for each combination of end-use and fuel-type.
Note on V47: Saturation is defined as the % of total floorspace for each combination of end-use and fuel-type.

## Cooking Euipment (hidden)
Forecast Zone | Building-type | End Use |  | End Use Saturation | Electric Fuel Share | Gas Fuel Share | Other Fuel Share | Saturation (Electric) | Saturation (Gas) | Saturation (Other Fuels)
Statewide | Office, Small | Commercial-Grade Cooking Equipment |  | 2.012% | 36.73% | 62.89% | 0.3769% | 0.739% | 1.265% | 0.007583%
FCZ1 | Office, Small | Commercial-Grade Cooking Equipment |  | 1.614% | 47.99% | 50.25% | 1.763% | 0.7743% | 0.8108% | 0.02844%
FCZ2 | Office, Small | Commercial-Grade Cooking Equipment | Gas | 1.47% | 17.58% | 82.42% | 0% | 0.2584% | 1.212% | 0%
FCZ3 | Office, Small | Commercial-Grade Cooking Equipment |  | 2.476% | 76.95% | 23.05% | 0% | 1.905% | 0.5707% | 0%
FCZ4 | Office, Small | Commercial-Grade Cooking Equipment |  | 2.476% | 76.95% | 23.05% | 0% | 1.905% | 0.5707% | 0%
FCZ5 | Office, Small | Commercial-Grade Cooking Equipment |  | 5.007% | 58.14% | 41.86% | 0% | 2.911% | 2.096% | 0%
FCZ6 | Office, Small | Commercial-Grade Cooking Equipment | Gas | 1.688% | 1.713% | 98.29% | 0% | 0.02891% | 1.659% | 0%
FCZ7 | Office, Small | Commercial-Grade Cooking Equipment | Gas | 2.365% | 17.48% | 82.52% | 0% | 0.4135% | 1.952% | 0%
FCZ8 | Office, Small | Commercial-Grade Cooking Equipment |  | 1.616% | 23.25% | 76.75% | 0% | 0.3759% | 1.241% | 0%
FCZ9 | Office, Small | Commercial-Grade Cooking Equipment |  | 2.146% | 24.36% | 75.64% | 0% | 0.5229% | 1.623% | 0%
FCZ10 | Office, Small | Commercial-Grade Cooking Equipment |  | 1.697% | 25.58% | 74.42% | 0% | 0.4339% | 1.263% | 0%
FCZ11 | Office, Small | Commercial-Grade Cooking Equipment |  | 2.092% | 56.74% | 43.26% | 0% | 1.187% | 0.9048% | 0%
FCZ12c | Office, Small | Commercial-Grade Cooking Equipment |  | 2.002% | 37.81% | 62.19% | 0% | 0.7571% | 1.245% | 0%
FCZ12i | Office, Small | Commercial-Grade Cooking Equipment |  | 0.5539% | 75.22% | 24.78% | 0% | 0.4166% | 0.1372% | 0%
FCZ13 | Office, Small | Commercial-Grade Cooking Equipment |  | 1.619% | 48.03% | 51.38% | 0.5852% | 0.7775% | 0.8317% | 0.009472%
FCZ16 | Office, Small | Commercial-Grade Cooking Equipment | Gas | 0.608% | 21.09% | 78.91% | 0% | 0.1282% | 0.4798% | 0%
FCZ17 | Office, Small | Commercial-Grade Cooking Equipment | Gas | 1.033% | 1.761% | 98.24% | 0% | 0.01819% | 1.015% | 0%
Planning Area & Forecast Zone | Building-type | End Use |  | End Use Saturation or Penetration | Electric Fuel Share | Gas Fuel Share | Other Fuel Share | Saturation (Electric) | Saturation (Gas) | Saturation (Other Fuels)
Statewide | Office, Small | Commercial Cooking Space |  | 0.4251% | 36.73% | 62.89% | 0.3769% | 0.1561% | 0.2674% | 0.001602%
FCZ1 | Office, Small | Commercial Cooking Space |  | 0.5597% | 47.99% | 50.25% | 1.763% | 0.2686% | 0.2813% | 0.009865%
FCZ2 | Office, Small | Commercial Cooking Space |  | 0.4216% | 17.58% | 82.42% | 0% | 0.07412% | 0.3475% | 0%
FCZ3 | Office, Small | Commercial Cooking Space |  | 0.2979% | 76.95% | 23.05% | 0% | 0.2292% | 0.06867% | 0%
FCZ4 | Office, Small | Commercial Cooking Space |  | 0.2979% | 76.95% | 23.05% | 0% | 0.2292% | 0.06867% | 0%
FCZ5 | Office, Small | Commercial Cooking Space |  | 0.5818% | 58.14% | 41.86% | 0% | 0.3383% | 0.2435% | 0%
FCZ6 | Office, Small | Commercial Cooking Space |  | 0.3712% | 1.713% | 98.29% | 0% | 0.006357% | 0.3648% | 0%
FCZ7 | Office, Small | Commercial Cooking Space |  | 0.4212% | 17.48% | 82.52% | 0% | 0.07364% | 0.3476% | 0%
FCZ8 | Office, Small | Commercial Cooking Space |  | 0.1957% | 23.25% | 76.75% | 0% | 0.04551% | 0.1502% | 0%
FCZ9 | Office, Small | Commercial Cooking Space |  | 0.2042% | 24.36% | 75.64% | 0% | 0.04975% | 0.1544% | 0%
FCZ10 | Office, Small | Commercial Cooking Space |  | 0.3738% | 25.58% | 74.42% | 0% | 0.0956% | 0.2782% | 0%
FCZ11 | Office, Small | Commercial Cooking Space |  | 0.4803% | 56.74% | 43.26% | 0% | 0.2725% | 0.2078% | 0%
FCZ12c | Office, Small | Commercial Cooking Space |  | 0.5231% | 37.81% | 62.19% | 0% | 0.1978% | 0.3253% | 0%
FCZ12i | Office, Small | Commercial Cooking Space |  | 0.0861% | 75.22% | 24.78% | 0% | 0.06477% | 0.02133% | 0%
FCZ13 | Office, Small | Commercial Cooking Space |  | 0.6377% | 48.03% | 51.38% | 0.5852% | 0.3063% | 0.3277% | 0.003732%
FCZ16 | Office, Small | Commercial Cooking Space |  | 0.1047% | 21.09% | 78.91% | 0% | 0.02207% | 0.0826% | 0%
FCZ17 | Office, Small | Commercial Cooking Space |  | 0.07682% | 1.761% | 98.24% | 0% | 0.001353% | 0.07547% | 0%
Note on I1: Saturation is defined as the % of total floorspace for each combination of end-use and fuel-type.
Note on J1: Saturation is defined as the % of total floorspace for each combination of end-use and fuel-type.
Note on K1: Saturation is defined as the % of total floorspace for each combination of end-use and fuel-type.
Note on I23: Saturation is defined as the % of total floorspace for each combination of end-use and fuel-type.
Note on J23: Saturation is defined as the % of total floorspace for each combination of end-use and fuel-type.
Note on K23: Saturation is defined as the % of total floorspace for each combination of end-use and fuel-type.

## Air compressor (hidden)
Forecast Zone | Building-type | End Use | End Use Saturation | Electric Fuel Share | Gas Fuel Share | Other Fuel Share | Saturation (Electric) | Saturation (Gas) | Saturation (Other Fuels)
Statewide | Office, Small | Air Compressors | 15.53% | NA | NA | NA | 15.53% | 0% | 0%
FCZ1 | Office, Small | Air Compressors | 16.13% | NA | NA | NA | 16.13% | 0% | 0%
FCZ2 | Office, Small | Air Compressors | 16.05% | NA | NA | NA | 16.05% | 0% | 0%
FCZ3 | Office, Small | Air Compressors | 17.7% | NA | NA | NA | 17.7% | 0% | 0%
FCZ4 | Office, Small | Air Compressors | 17.7% | NA | NA | NA | 17.7% | 0% | 0%
FCZ5 | Office, Small | Air Compressors | 11.29% | NA | NA | NA | 11.29% | 0% | 0%
FCZ6 | Office, Small | Air Compressors | 19.95% | NA | NA | NA | 19.95% | 0% | 0%
FCZ7 | Office, Small | Air Compressors | 11.62% | NA | NA | NA | 11.62% | 0% | 0%
FCZ8 | Office, Small | Air Compressors | 18.25% | NA | NA | NA | 18.25% | 0% | 0%
FCZ9 | Office, Small | Air Compressors | 26.85% | NA | NA | NA | 26.85% | 0% | 0%
FCZ10 | Office, Small | Air Compressors | 8.54% | NA | NA | NA | 8.54% | 0% | 0%
FCZ11 | Office, Small | Air Compressors | 17.53% | NA | NA | NA | 17.53% | 0% | 0%
FCZ12c | Office, Small | Air Compressors | 19.81% | NA | NA | NA | 19.81% | 0% | 0%
FCZ12i | Office, Small | Air Compressors | 15.54% | NA | NA | NA | 15.54% | 0% | 0%
FCZ13 | Office, Small | Air Compressors | 18.42% | NA | NA | NA | 18.42% | 0% | 0%
FCZ16 | Office, Small | Air Compressors | 15.52% | NA | NA | NA | 15.52% | 0% | 0%
FCZ17 | Office, Small | Air Compressors | 24.88% | NA | NA | NA | 24.88% | 0% | 0%
Note on H1: Saturation is defined as the % of total floorspace for each combination of end-use and fuel-type.
Note on I1: Saturation is defined as the % of total floorspace for each combination of end-use and fuel-type.
Note on J1: Saturation is defined as the % of total floorspace for each combination of end-use and fuel-type.

## Refrigerated (hidden)
Forecast Zone | Building-type | End Use | End Use Saturation | Electric Fuel Share | Gas Fuel Share | Other Fuel Share | Saturation (Electric) | Saturation (Gas) | Saturation (Other Fuels)
Statewide | Office, Small | Commercial-Grade Refrigerators | 84.56% | NA | NA | NA | 84.56% | 0% | 0%
FCZ1 | Office, Small | Commercial-Grade Refrigerators | 79.85% | NA | NA | NA | 79.85% | 0% | 0%
FCZ2 | Office, Small | Commercial-Grade Refrigerators | 86.55% | NA | NA | NA | 86.55% | 0% | 0%
FCZ3 | Office, Small | Commercial-Grade Refrigerators | 82.76% | NA | NA | NA | 82.76% | 0% | 0%
FCZ4 | Office, Small | Commercial-Grade Refrigerators | 82.76% | NA | NA | NA | 82.76% | 0% | 0%
FCZ5 | Office, Small | Commercial-Grade Refrigerators | 85.24% | NA | NA | NA | 85.24% | 0% | 0%
FCZ6 | Office, Small | Commercial-Grade Refrigerators | 83.77% | NA | NA | NA | 83.77% | 0% | 0%
FCZ7 | Office, Small | Commercial-Grade Refrigerators | 82.3% | NA | NA | NA | 82.3% | 0% | 0%
FCZ8 | Office, Small | Commercial-Grade Refrigerators | 88.39% | NA | NA | NA | 88.39% | 0% | 0%
FCZ9 | Office, Small | Commercial-Grade Refrigerators | 100% | NA | NA | NA | 100% | 0% | 0%
FCZ10 | Office, Small | Commercial-Grade Refrigerators | 81.78% | NA | NA | NA | 81.78% | 0% | 0%
FCZ11 | Office, Small | Commercial-Grade Refrigerators | 86.1% | NA | NA | NA | 86.1% | 0% | 0%
FCZ12c | Office, Small | Commercial-Grade Refrigerators | 81.01% | NA | NA | NA | 81.01% | 0% | 0%
FCZ12i | Office, Small | Commercial-Grade Refrigerators | 84.21% | NA | NA | NA | 84.21% | 0% | 0%
FCZ13 | Office, Small | Commercial-Grade Refrigerators | 89.38% | NA | NA | NA | 89.38% | 0% | 0%
FCZ16 | Office, Small | Commercial-Grade Refrigerators | 98.33% | NA | NA | NA | 98.33% | 0% | 0%
FCZ17 | Office, Small | Commercial-Grade Refrigerators | 94.72% | NA | NA | NA | 94.72% | 0% | 0%
Forecast Zone | Building-type | End Use | End Use Saturation | Electric Fuel Share | Gas Fuel Share | Other Fuel Share | Saturation (Electric) | Saturation (Gas) | Saturation (Other Fuels)
Statewide | Office, Small | Commercial-Grade Freezers | 5.974% | NA | NA | NA | 5.974% | 0% | 0%
FCZ1 | Office, Small | Commercial-Grade Freezers | 2.641% | NA | NA | NA | 2.641% | 0% | 0%
FCZ2 | Office, Small | Commercial-Grade Freezers | 3.267% | NA | NA | NA | 3.267% | 0% | 0%
FCZ3 | Office, Small | Commercial-Grade Freezers | 9.272% | NA | NA | NA | 9.272% | 0% | 0%
FCZ4 | Office, Small | Commercial-Grade Freezers | 9.272% | NA | NA | NA | 9.272% | 0% | 0%
FCZ5 | Office, Small | Commercial-Grade Freezers | 12.77% | NA | NA | NA | 12.77% | 0% | 0%
FCZ6 | Office, Small | Commercial-Grade Freezers | 4.874% | NA | NA | NA | 4.874% | 0% | 0%
FCZ7 | Office, Small | Commercial-Grade Freezers | 6.815% | NA | NA | NA | 6.815% | 0% | 0%
FCZ8 | Office, Small | Commercial-Grade Freezers | 7.552% | NA | NA | NA | 7.552% | 0% | 0%
FCZ9 | Office, Small | Commercial-Grade Freezers | 11.15% | NA | NA | NA | 11.15% | 0% | 0%
FCZ10 | Office, Small | Commercial-Grade Freezers | 4.863% | NA | NA | NA | 4.863% | 0% | 0%
FCZ11 | Office, Small | Commercial-Grade Freezers | 4.105% | NA | NA | NA | 4.105% | 0% | 0%
FCZ12c | Office, Small | Commercial-Grade Freezers | 6.665% | NA | NA | NA | 6.665% | 0% | 0%
FCZ12i | Office, Small | Commercial-Grade Freezers | 5.96% | NA | NA | NA | 5.96% | 0% | 0%
FCZ13 | Office, Small | Commercial-Grade Freezers | 4.589% | NA | NA | NA | 4.589% | 0% | 0%
FCZ16 | Office, Small | Commercial-Grade Freezers | 7.967% | NA | NA | NA | 7.967% | 0% | 0%
FCZ17 | Office, Small | Commercial-Grade Freezers | 2.577% | NA | NA | NA | 2.577% | 0% | 0%
Forecast Zone | Building-type | End Use | End Use Saturation | Electric Fuel Share | Gas Fuel Share | Other Fuel Share | Saturation (Electric) | Saturation (Gas) | Saturation (Other Fuels)
Statewide | Office, Small | Frozen Floor Space | 0.03288% | NA | NA | NA | 0.03288% | 0% | 0%
FCZ1 | Office, Small | Frozen Floor Space | 0% | NA | NA | NA | 0% | 0% | 0%
FCZ2 | Office, Small | Frozen Floor Space | 0% | NA | NA | NA | 0% | 0% | 0%
FCZ3 | Office, Small | Frozen Floor Space | 0% | NA | NA | NA | 0% | 0% | 0%
FCZ4 | Office, Small | Frozen Floor Space | 0% | NA | NA | NA | 0% | 0% | 0%
FCZ5 | Office, Small | Frozen Floor Space | 0% | NA | NA | NA | 0% | 0% | 0%
FCZ6 | Office, Small | Frozen Floor Space | 0.4976% | NA | NA | NA | 0.4976% | 0% | 0%
FCZ7 | Office, Small | Frozen Floor Space | 0.01418% | NA | NA | NA | 0.01418% | 0% | 0%
FCZ8 | Office, Small | Frozen Floor Space | 0.1135% | NA | NA | NA | 0.1135% | 0% | 0%
FCZ9 | Office, Small | Frozen Floor Space | 0% | NA | NA | NA | 0% | 0% | 0%
FCZ10 | Office, Small | Frozen Floor Space | 0% | NA | NA | NA | 0% | 0% | 0%
FCZ11 | Office, Small | Frozen Floor Space | 0% | NA | NA | NA | 0% | 0% | 0%
FCZ12c | Office, Small | Frozen Floor Space | 0% | NA | NA | NA | 0% | 0% | 0%
FCZ12i | Office, Small | Frozen Floor Space | 0% | NA | NA | NA | 0% | 0% | 0%
FCZ13 | Office, Small | Frozen Floor Space | 0% | NA | NA | NA | 0% | 0% | 0%
FCZ16 | Office, Small | Frozen Floor Space | 0% | NA | NA | NA | 0% | 0% | 0%
FCZ17 | Office, Small | Frozen Floor Space | 0% | NA | NA | NA | 0% | 0% | 0%
Note on H1: Saturation is defined as the % of total floorspace for each combination of end-use and fuel-type.
Note on I1: Saturation is defined as the % of total floorspace for each combination of end-use and fuel-type.
Note on J1: Saturation is defined as the % of total floorspace for each combination of end-use and fuel-type.
Note on H22: Saturation is defined as the % of total floorspace for each combination of end-use and fuel-type.
Note on I22: Saturation is defined as the % of total floorspace for each combination of end-use and fuel-type.
Note on J22: Saturation is defined as the % of total floorspace for each combination of end-use and fuel-type.
Note on H41: Saturation is defined as the % of total floorspace for each combination of end-use and fuel-type.
Note on I41: Saturation is defined as the % of total floorspace for each combination of end-use and fuel-type.
Note on J41: Saturation is defined as the % of total floorspace for each combination of end-use and fuel-type.

## Interior Lights
Interior Lighting - OfficeSmall
Prototype | Method | Area | Lighting density for office area >250 sf (Watts/ft²) | Additional lighting power for portable lighting (Watts/ft²) | Technology | Source | Notes for the Additional power
New Construction | Whole Building | Office Building | 0.6 | - | LED | T24, part 6, 2025, Table 140.6 B
| Area Category | Office Area | 0.6 | 0.2 | LED | T24, part 6, 2025, Table 140.6 C | Additional lighting for Floor Display & Task MH <= 10’6”
|  | Conference and Meeting | 0.75 | 0.3 |  |  | Additional lighting for Decorative
|  | Corridor | 0.4 | 0.25 |  |  | Additional lighting for Decorative
|  | Mechanical | 0.4 | 0.2 |  |  | Additional lighting for Detailed Task Work (extreme close up work)
|  | Lobby | 0.7 | 0.3 |  |  | Additional lighting for Floor Display & Task MH <= 10’6”
|  | Copy room | 0.5
|  | Stairwell | 0.6 | 0.35 |  |  | Additional lighting for Decorative
|  | Storage | 0.4
Existing | Whole Building | Office Building | 0.8 |  | See below | T24, part 6, 2013, Table 140.6 B
| Area Category | Office Area | 0.75 |  | 59% LED, 31% halogen, 7% CFL (Comstock 2023) | T24, part 6, 2013, Table 140.6 C
|  | Conference and Meeting | 1.4
|  | Corridor | 0.6
|  | Mechanical | 0.7 | 0.5
|  | Lobby | 1.5 | 0.5
|  | Restroom | 0.6
|  | Stairwell | 0.6
|  | Storage | 0.6
According to CEUS, more than 80% of existing small office upgraded their lighting system between 2014-2018 and it conflicts the lighting generation considered by Comstock.
OfficeSmall will continue to use the existing CEC interior lighting schedules
Background Data [To be deleted prior to publication]
Ref: Title 24, Part 6- Table 140.6-C (office area >250nSF)
Title 24, part 6 Code cycle | Lighting density for office Buildings: (complete building Method) | Lighting density for office area >250 sf Floor area Method | Table | Note
2025 | 0.6 | 0.6, 0.2 (additional) | Table 140.6 C
2022 | 0.6 | 0.6, 0.2 (additional)
2019 | 0.65
2016 | 0.8
2013 | 0.8 | 0.75
2010 | 0.85
2008 | 0.085 | 0.9 | Table 146-E
2005 |  | 1.2
TBD: Review the CASE report on 2016 for lighting
| Lighting density for office area >250 sf (Watts/ft²) | Additional lighting power for portable lighting (Watts/ft²) |  | T24, part 6 2022 | file://carcgl.com/amer/NOR/Groups/CodesStds/Standards/California/2022%20Building%20Energy%20Efficiency%20Standards%20for%20Residential%20and%20Nonresidential%20Buildings.pdf
Title 24, 2016 | 0.8 |  |  | T24, part 6 2019 | file://carcgl.com/amer/NOR/Groups/CodesStds/Standards/California/2016-CEC-400-2015-037-CMF.pdf
| 0.75 (1 for office <=250) |  |  | T24, part 6 2016 | file://carcgl.com/amer/NOR/Groups/CodesStds/Standards/California/2016-CEC-400-2015-037-CMF.pdf
1.2
0.6
0.55
| 0.95 | 0.5
| 0.9 | 0.5
0.6
0.6
0.6
Review of existing prototype
Prototype/Source | Downloaded on | Zone | Light Intensity | Unit | Total intensity multipliers | Total lighting intensity | Core/Perims area ratio |  |  | Working days | 249
DEER | 2024-07-01 | Core | 6.7006 | W/m2 | 2238.1 | 14996.5719 | 45.79% |  |  | Saturday | 52
|  | Perimeter zone | 13.4605 | W/m2 | 2238.1 | 30125.9728 |  |  |  | Sunday | 52
PNNL | 2024-02-01 | All | 6.1813 | W/m2 | 2468.4141 | 15257.8945 | 41.4% |  |  | Holiday | 11
CEC (CBECC 2023) | 2024-06-01 | All | 6.4583 | W/m2 | 2238.1 | 14454.4247 | 41.4%
Interior lighting Schedules (existing prototypes extracted from the idf files (presented below)
| CEC |  |  |  | DEER |  |  |  | PNNL
Hour | CEC-Weekday | CEC-Saturday | CEC-Sunday |  | DEER- Weekday | DEER- Saturday | DEER-Otherday |  | PNNL-Weekday | PNNL-Saturday | PNNL-Otherday
1 | 0.05 | 0.05 | 0.05 |  | 0.05 | 0.05 | 0.05 |  | 0.12093 | 0.12093 | 0.12093
2 | 0.05 | 0.05 | 0.05 |  | 0.05 | 0.05 | 0.05 |  | 0.12093 | 0.12093 | 0.12093
3 | 0.05 | 0.05 | 0.05 |  | 0.05 | 0.05 | 0.05 |  | 0.12093 | 0.12093 | 0.12093
4 | 0.05 | 0.05 | 0.05 |  | 0.05 | 0.05 | 0.05 |  | 0.12093 | 0.12093 | 0.12093
5 | 0.05 | 0.05 | 0.05 |  | 0.05 | 0.05 | 0.05 |  | 0.12093 | 0.12093 | 0.12093
6 | 0.1 | 0.05 | 0.05 |  | 0.1 | 0.05 | 0.05 |  | 0.15453 | 0.12093 | 0.12093
7 | 0.1 | 0.1 | 0.05 |  | 0.1 | 0.1 | 0.05 |  | 0.15453 | 0.12093 | 0.12093
8 | 0.3 | 0.1 | 0.05 |  | 0.3 | 0.1 | 0.05 |  | 0.60466 | 0.12093 | 0.12093
9 | 0.65 | 0.3 | 0.05 |  | 0.65 | 0.3 | 0.05 |  | 0.60466 | 0.12093 | 0.12093
10 | 0.65 | 0.3 | 0.05 |  | 0.65 | 0.3 | 0.05 |  | 0.60466 | 0.12093 | 0.12093
11 | 0.65 | 0.3 | 0.05 |  | 0.65 | 0.3 | 0.05 |  | 0.60466 | 0.12093 | 0.12093
12 | 0.65 | 0.3 | 0.05 |  | 0.65 | 0.3 | 0.05 |  | 0.60466 | 0.12093 | 0.12093
13 | 0.65 | 0.15 | 0.05 |  | 0.65 | 0.15 | 0.05 |  | 0.53748 | 0.12093 | 0.12093
14 | 0.65 | 0.15 | 0.05 |  | 0.65 | 0.15 | 0.05 |  | 0.60466 | 0.12093 | 0.12093
15 | 0.65 | 0.15 | 0.05 |  | 0.65 | 0.15 | 0.05 |  | 0.60466 | 0.12093 | 0.12093
16 | 0.65 | 0.15 | 0.05 |  | 0.65 | 0.15 | 0.05 |  | 0.60466 | 0.12093 | 0.12093
17 | 0.65 | 0.15 | 0.05 |  | 0.65 | 0.15 | 0.05 |  | 0.60466 | 0.12093 | 0.12093
18 | 0.35 | 0.05 | 0.05 |  | 0.35 | 0.05 | 0.05 |  | 0.40983 | 0.12093 | 0.12093
19 | 0.3 | 0.05 | 0.05 |  | 0.3 | 0.05 | 0.05 |  | 0.28218 | 0.12093 | 0.12093
20 | 0.3 | 0.05 | 0.05 |  | 0.3 | 0.05 | 0.05 |  | 0.28218 | 0.12093 | 0.12093
21 | 0.2 | 0.05 | 0.05 |  | 0.2 | 0.05 | 0.05 |  | 0.21499 | 0.12093 | 0.12093
22 | 0.2 | 0.05 | 0.05 |  | 0.2 | 0.05 | 0.05 |  | 0.21499 | 0.12093 | 0.12093
23 | 0.1 | 0.05 | 0.05 |  | 0.1 | 0.05 | 0.05 |  | 0.15453 | 0.12093 | 0.12093
24 | 0.05 | 0.05 | 0.05 |  | 0.05 | 0.05 | 0.05 |  | 0.12093 | 0.12093 | 0.12093
Sum of intensity multiplier | 8.1 | 2.8 | 1.2 |  | 8.1 | 2.8 | 1.2 |  | 8.5728 | 2.9024 | 2.9024
[8 empty] | gen5_led | gen2_t8_halogen | gen4_led | gen3_t5_cfl | gen1_t12_incandescent
ComStock 2023 | Lighting Generation | [5 empty] | lumen per w | 130 | 20 | 110 | 70 | 15
| gen5_led | gen2_t8_halogen | gen4_led | gen3_t5_cfl | gen1_t12_incandescent |  | W/sf | 0.50769 | 3.3 | 0.6 | 0.94286 | 4.4
Floor area Fraction | 9.437% | 33.99% | 47.06% | 6.528% | 2.99% |  | equivalent W/sf to provide lumen like LED gen 4 | 0.04791 | 1.1216 | 0.28235 | 0.061552 | 0.13156 | 1.6449
CEUS 2022 ( Mostly gathered in 2018) | % LED
| 0% | <=10% | <=20% | <=30% | <=40% | <=50% | <=60% | <=70% | <=80% | <=90% | <100% | 100% | Not Available
Floorspace (statewide) | 45.38% | 3.898% | 2.567% | 3.829% | 1.303% | 3.954% | 0.5909% | 2.02% | 4.495% | 3.835% | 0.5117% | 27.3% | 0.3106%
CEUS 2022 ( Mostly gathered in 2018) | % LED 0%: % Upgraded
| Before2004 | 2004-2013 | 2014-2018 | Not Available
Floorspace (statewide) | % LED 0%: 0%; % LED <=10%: 0.6172%; % LED <=20%: 79.32%; % LED <=30%: 20.07%; % LED <=40%: It shows lighting has been upgraded in less than 5 years
CBECC 2023
Schedule:Day:Interval, | % LED <=30%: Schedule:Day:Interval,; % LED <=80%: Schedule:Day:Interval,
OfficeLightsWD, !- Name | % LED <=30%: OfficeLightsSun, !- Name; % LED <=80%: OfficeLightsSat, !- Name
Fraction, !- Schedule Type Limits Name | % LED <=30%: Fraction, !- Schedule Type Limits Name; % LED <=80%: Fraction, !- Schedule Type Limits Name |  | CEC
No, !- Interpolate to Timestep | % LED <=30%: No, !- Interpolate to Timestep; % LED <=80%: No, !- Interpolate to Timestep | Full occupancy | : 9 hour
01:00, !- Time 1 | % LED <=30%: 01:00, !- Time 1; % LED <=80%: 01:00, !- Time 1
0.05, !- Value Until Time 1 | % LED <=30%: 0.05, !- Value Until Time 1; % LED <=80%: 0.05, !- Value Until Time 1
02:00, !- Time 2 | % LED <=30%: 02:00, !- Time 2; % LED <=80%: 02:00, !- Time 2
0.05, !- Value Until Time 2 | % LED <=30%: 0.05, !- Value Until Time 2; % LED <=80%: 0.05, !- Value Until Time 2
03:00, !- Time 3 | % LED <=30%: 03:00, !- Time 3; % LED <=80%: 03:00, !- Time 3
0.05, !- Value Until Time 3 | % LED <=30%: 0.05, !- Value Until Time 3; % LED <=80%: 0.05, !- Value Until Time 3
04:00, !- Time 4 | % LED <=30%: 04:00, !- Time 4; % LED <=80%: 04:00, !- Time 4
0.05, !- Value Until Time 4 | % LED <=30%: 0.05, !- Value Until Time 4; % LED <=80%: 0.05, !- Value Until Time 4
05:00, !- Time 5 | % LED <=30%: 05:00, !- Time 5; % LED <=80%: 05:00, !- Time 5
0.05, !- Value Until Time 5 | % LED <=30%: 0.05, !- Value Until Time 5; % LED <=80%: 0.05, !- Value Until Time 5
06:00, !- Time 6 | % LED <=30%: 06:00, !- Time 6; % LED <=80%: 06:00, !- Time 6
0.1, !- Value Until Time 6 | % LED <=30%: 0.05, !- Value Until Time 6; % LED <=80%: 0.05, !- Value Until Time 6
07:00, !- Time 7 | % LED <=30%: 07:00, !- Time 7; % LED <=80%: 07:00, !- Time 7
0.1, !- Value Until Time 7 | % LED <=30%: 0.05, !- Value Until Time 7; % LED <=80%: 0.1, !- Value Until Time 7
08:00, !- Time 8 | % LED <=30%: 08:00, !- Time 8; % LED <=80%: 08:00, !- Time 8
0.3, !- Value Until Time 8 | % LED <=30%: 0.05, !- Value Until Time 8; % LED <=80%: 0.1, !- Value Until Time 8
09:00, !- Time 9 | % LED <=30%: 09:00, !- Time 9; % LED <=80%: 09:00, !- Time 9
0.65, !- Value Until Time 9 | % LED <=30%: 0.05, !- Value Until Time 9; % LED <=80%: 0.3, !- Value Until Time 9
10:00, !- Time 10 | % LED <=30%: 10:00, !- Time 10; % LED <=80%: 10:00, !- Time 10
0.65, !- Value Until Time 10 | % LED <=30%: 0.05, !- Value Until Time 10; % LED <=80%: 0.3, !- Value Until Time 10
11:00, !- Time 11 | % LED <=30%: 11:00, !- Time 11; % LED <=80%: 11:00, !- Time 11
0.65, !- Value Until Time 11 | % LED <=30%: 0.05, !- Value Until Time 11; % LED <=80%: 0.3, !- Value Until Time 11
12:00, !- Time 12 | % LED <=30%: 12:00, !- Time 12; % LED <=80%: 12:00, !- Time 12
0.65, !- Value Until Time 12 | % LED <=30%: 0.05, !- Value Until Time 12; % LED <=80%: 0.3, !- Value Until Time 12
13:00, !- Time 13 | % LED <=30%: 13:00, !- Time 13; % LED <=80%: 13:00, !- Time 13
0.65, !- Value Until Time 13 | % LED <=30%: 0.05, !- Value Until Time 13; % LED <=80%: 0.15, !- Value Until Time 13
14:00, !- Time 14 | % LED <=30%: 14:00, !- Time 14; % LED <=80%: 14:00, !- Time 14
0.65, !- Value Until Time 14 | % LED <=30%: 0.05, !- Value Until Time 14; % LED <=80%: 0.15, !- Value Until Time 14
15:00, !- Time 15 | % LED <=30%: 15:00, !- Time 15; % LED <=80%: 15:00, !- Time 15
0.65, !- Value Until Time 15 | % LED <=30%: 0.05, !- Value Until Time 15; % LED <=80%: 0.15, !- Value Until Time 15
16:00, !- Time 16 | % LED <=30%: 16:00, !- Time 16; % LED <=80%: 16:00, !- Time 16
0.65, !- Value Until Time 16 | % LED <=30%: 0.05, !- Value Until Time 16; % LED <=80%: 0.15, !- Value Until Time 16
17:00, !- Time 17 | % LED <=30%: 17:00, !- Time 17; % LED <=80%: 17:00, !- Time 17
0.65, !- Value Until Time 17 | % LED <=30%: 0.05, !- Value Until Time 17; % LED <=80%: 0.15, !- Value Until Time 17
18:00, !- Time 18 | % LED <=30%: 18:00, !- Time 18; % LED <=80%: 18:00, !- Time 18
0.35, !- Value Until Time 18 | % LED <=30%: 0.05, !- Value Until Time 18; % LED <=80%: 0.05, !- Value Until Time 18
19:00, !- Time 19 | % LED <=30%: 19:00, !- Time 19; % LED <=80%: 19:00, !- Time 19
0.3, !- Value Until Time 19 | % LED <=30%: 0.05, !- Value Until Time 19; % LED <=80%: 0.05, !- Value Until Time 19
20:00, !- Time 20 | % LED <=30%: 20:00, !- Time 20; % LED <=80%: 20:00, !- Time 20
0.3, !- Value Until Time 20 | % LED <=30%: 0.05, !- Value Until Time 20; % LED <=80%: 0.05, !- Value Until Time 20
21:00, !- Time 21 | % LED <=30%: 21:00, !- Time 21; % LED <=80%: 21:00, !- Time 21
0.2, !- Value Until Time 21 | % LED <=30%: 0.05, !- Value Until Time 21; % LED <=80%: 0.05, !- Value Until Time 21
22:00, !- Time 22 | % LED <=30%: 22:00, !- Time 22; % LED <=80%: 22:00, !- Time 22
0.2, !- Value Until Time 22 | % LED <=30%: 0.05, !- Value Until Time 22; % LED <=80%: 0.05, !- Value Until Time 22
23:00, !- Time 23 | % LED <=30%: 23:00, !- Time 23; % LED <=80%: 23:00, !- Time 23
0.1, !- Value Until Time 23 | % LED <=30%: 0.05, !- Value Until Time 23; % LED <=80%: 0.05, !- Value Until Time 23
24:00, !- Time 24 | % LED <=30%: 24:00, !- Time 24; % LED <=80%: 24:00, !- Time 24
0.05; !- Value Until Time 24 | % LED <=30%: 0.05; !- Value Until Time 24; % LED <=80%: 0.05; !- Value Until Time 24
PNNL 2022
SCHEDULE:COMPACT,
ltg_sch_office, !- Name
Fraction, !- Schedule Type Limits Name
Through: 12/31, !- Field 1
For: SummerDesignDay, !- Field 2
Until: 24:00,1, !- Field 3
For: WinterDesignDay, !- Field 5
Until: 24:00,0, !- Field 6
For: Weekdays, !- Field 8
Until: 5:00,0.120934906, !- Field 9
Until: 7:00,0.1545268315,!- Field 11
Until: 8:00,0.2821781355,!- Field 13
Until: 12:00,0.6046645945, !- Field 15
Until: 13:00,0.5374807435, !- Field 17
Until: 17:00,0.6046645945, !- Field 19
Until: 18:00,0.4098294395, !- Field 21
Until: 20:00,0.2821781355, !- Field 23
Until: 22:00,0.2149942845, !- Field 25
Until: 23:00,0.1545268315, !- Field 27
Until: 24:00,0.120934906,!- Field 29
For: Saturday, !- Field 31
Until: 24:00,0.120934906,!- Field 32
For: AllOtherDays, !- Field 34
Until: 24:00,0.120934906;!- Field 35
DEER 2024 (Old model rebuilt in E+)
Schedule:Compact, | % LED <=30%: Schedule:Compact,; % LED <=70%: Schedule:Compact,; % LED 100%: Schedule:Compact, |  |  | Schedule:Compact, | Schedule:Compact, | Schedule:Compact, | Schedule:Compact, | Schedule:Compact, | Schedule:Compact,
Hall EL1 Core Spc (G.C5) Lighting Schedule, !- Name | % LED <=30%: OfficeSmall EL1 North Perim Spc (G.N3) Lighting Schedule, !- Name; % LED <=70%: OfficeSmall EL1 East Perim Spc (G.E2) Lighting Schedule, !- Name; % LED 100%: OfficeSmall EL1 South Perim Spc (G.S1) Lighting Schedule, !- Name |  |  | OfficeSmall EL1 West Perim Spc (G.W4) Lighting Schedule, !- Name | Hall EL1 Core Spc (T.C15) Lighting Schedule, !- Name | OfficeSmall EL1 East Perim Spc (T.E12) Lighting Schedule, !- Name | OfficeSmall EL1 North Perim Spc (T.N13) Lighting Schedule, !- Name | OfficeSmall EL1 South Perim Spc (T.S11) Lighting Schedule, !- Name | OfficeSmall EL1 West Perim Spc (T.W14) Lighting Schedule, !- Name
Unit Interval, !- Schedule Type Limits Name | % LED <=30%: Unit Interval, !- Schedule Type Limits Name; % LED <=70%: Unit Interval, !- Schedule Type Limits Name; % LED 100%: Unit Interval, !- Schedule Type Limits Name |  |  | Unit Interval, !- Schedule Type Limits Name | Unit Interval, !- Schedule Type Limits Name | Unit Interval, !- Schedule Type Limits Name | Unit Interval, !- Schedule Type Limits Name | Unit Interval, !- Schedule Type Limits Name | Unit Interval, !- Schedule Type Limits Name
Through: 12/31, !- Field 1 | % LED <=30%: Through: 12/31, !- Field 1; % LED <=70%: Through: 12/31, !- Field 1; % LED 100%: Through: 12/31, !- Field 1 |  |  | Through: 12/31, !- Field 1 | Through: 12/31, !- Field 1 | Through: 12/31, !- Field 1 | Through: 12/31, !- Field 1 | Through: 12/31, !- Field 1 | Through: 12/31, !- Field 1
For: SummerDesignDay, !- Field 2 | % LED <=30%: For: SummerDesignDay, !- Field 2; % LED <=70%: For: SummerDesignDay, !- Field 2; % LED 100%: For: SummerDesignDay, !- Field 2 |  |  | For: SummerDesignDay, !- Field 2 | For: SummerDesignDay, !- Field 2 | For: SummerDesignDay, !- Field 2 | For: SummerDesignDay, !- Field 2 | For: SummerDesignDay, !- Field 2 | For: SummerDesignDay, !- Field 2
Until: 24:00,1.0, !- Field 3 | % LED <=30%: Until: 24:00,1.0, !- Field 3; % LED <=70%: Until: 24:00,1.0, !- Field 3; % LED 100%: Until: 24:00,1.0, !- Field 3 |  |  | Until: 24:00,1.0, !- Field 3 | Until: 24:00,1.0, !- Field 3 | Until: 24:00,1.0, !- Field 3 | Until: 24:00,1.0, !- Field 3 | Until: 24:00,1.0, !- Field 3 | Until: 24:00,1.0, !- Field 3
For: WinterDesignDay, !- Field 5 | % LED <=30%: For: WinterDesignDay, !- Field 5; % LED <=70%: For: WinterDesignDay, !- Field 5; % LED 100%: For: WinterDesignDay, !- Field 5 |  |  | For: WinterDesignDay, !- Field 5 | For: WinterDesignDay, !- Field 5 | For: WinterDesignDay, !- Field 5 | For: WinterDesignDay, !- Field 5 | For: WinterDesignDay, !- Field 5 | For: WinterDesignDay, !- Field 5
Until: 24:00,0.0, !- Field 6 | % LED <=30%: Until: 24:00,0.0, !- Field 6; % LED <=70%: Until: 24:00,0.0, !- Field 6; % LED 100%: Until: 24:00,0.0, !- Field 6 |  |  | Until: 24:00,0.0, !- Field 6 | Until: 24:00,0.0, !- Field 6 | Until: 24:00,0.0, !- Field 6 | Until: 24:00,0.0, !- Field 6 | Until: 24:00,0.0, !- Field 6 | Until: 24:00,0.0, !- Field 6
For: Weekdays, !- Field 8 | % LED <=30%: For: Weekdays, !- Field 8; % LED <=70%: For: Weekdays, !- Field 8; % LED 100%: For: Weekdays, !- Field 8 |  |  | For: Weekdays, !- Field 8 | For: Weekdays, !- Field 8 | For: Weekdays, !- Field 8 | For: Weekdays, !- Field 8 | For: Weekdays, !- Field 8 | For: Weekdays, !- Field 8
Until: 05:00,0.05, !- Field 9 | % LED <=30%: Until: 05:00,0.05, !- Field 9; % LED <=70%: Until: 05:00,0.05, !- Field 9; % LED 100%: Until: 05:00,0.05, !- Field 9 |  |  | Until: 05:00,0.05, !- Field 9 | Until: 05:00,0.05, !- Field 9 | Until: 05:00,0.05, !- Field 9 | Until: 05:00,0.05, !- Field 9 | Until: 05:00,0.05, !- Field 9 | Until: 05:00,0.05, !- Field 9
Until: 07:00,0.10, !- Field 11 | % LED <=30%: Until: 07:00,0.10, !- Field 11; % LED <=70%: Until: 07:00,0.10, !- Field 11; % LED 100%: Until: 07:00,0.10, !- Field 11 |  |  | Until: 07:00,0.10, !- Field 11 | Until: 07:00,0.10, !- Field 11 | Until: 07:00,0.10, !- Field 11 | Until: 07:00,0.10, !- Field 11 | Until: 07:00,0.10, !- Field 11 | Until: 07:00,0.10, !- Field 11
Until: 08:00,0.30, !- Field 13 | % LED <=30%: Until: 08:00,0.30, !- Field 13; % LED <=70%: Until: 08:00,0.30, !- Field 13; % LED 100%: Until: 08:00,0.30, !- Field 13 |  |  | Until: 08:00,0.30, !- Field 13 | Until: 08:00,0.30, !- Field 13 | Until: 08:00,0.30, !- Field 13 | Until: 08:00,0.30, !- Field 13 | Until: 08:00,0.30, !- Field 13 | Until: 08:00,0.30, !- Field 13
Until: 17:00,0.65, !- Field 15 | % LED <=30%: Until: 17:00,0.65, !- Field 15; % LED <=70%: Until: 17:00,0.65, !- Field 15; % LED 100%: Until: 17:00,0.65, !- Field 15 |  |  | Until: 17:00,0.65, !- Field 15 | Until: 17:00,0.65, !- Field 15 | Until: 17:00,0.65, !- Field 15 | Until: 17:00,0.65, !- Field 15 | Until: 17:00,0.65, !- Field 15 | Until: 17:00,0.65, !- Field 15
Until: 18:00,0.35, !- Field 17 | % LED <=30%: Until: 18:00,0.35, !- Field 17; % LED <=70%: Until: 18:00,0.35, !- Field 17; % LED 100%: Until: 18:00,0.35, !- Field 17 |  |  | Until: 18:00,0.35, !- Field 17 | Until: 18:00,0.35, !- Field 17 | Until: 18:00,0.35, !- Field 17 | Until: 18:00,0.35, !- Field 17 | Until: 18:00,0.35, !- Field 17 | Until: 18:00,0.35, !- Field 17
Until: 20:00,0.30, !- Field 19 | % LED <=30%: Until: 20:00,0.30, !- Field 19; % LED <=70%: Until: 20:00,0.30, !- Field 19; % LED 100%: Until: 20:00,0.30, !- Field 19 |  |  | Until: 20:00,0.30, !- Field 19 | Until: 20:00,0.30, !- Field 19 | Until: 20:00,0.30, !- Field 19 | Until: 20:00,0.30, !- Field 19 | Until: 20:00,0.30, !- Field 19 | Until: 20:00,0.30, !- Field 19
Until: 22:00,0.20, !- Field 21 | % LED <=30%: Until: 22:00,0.20, !- Field 21; % LED <=70%: Until: 22:00,0.20, !- Field 21; % LED 100%: Until: 22:00,0.20, !- Field 21 |  |  | Until: 22:00,0.20, !- Field 21 | Until: 22:00,0.20, !- Field 21 | Until: 22:00,0.20, !- Field 21 | Until: 22:00,0.20, !- Field 21 | Until: 22:00,0.20, !- Field 21 | Until: 22:00,0.20, !- Field 21
Until: 23:00,0.10, !- Field 23 | % LED <=30%: Until: 23:00,0.10, !- Field 23; % LED <=70%: Until: 23:00,0.10, !- Field 23; % LED 100%: Until: 23:00,0.10, !- Field 23 |  |  | Until: 23:00,0.10, !- Field 23 | Until: 23:00,0.10, !- Field 23 | Until: 23:00,0.10, !- Field 23 | Until: 23:00,0.10, !- Field 23 | Until: 23:00,0.10, !- Field 23 | Until: 23:00,0.10, !- Field 23
Until: 24:00,0.05, !- Field 25 | % LED <=30%: Until: 24:00,0.05, !- Field 25; % LED <=70%: Until: 24:00,0.05, !- Field 25; % LED 100%: Until: 24:00,0.05, !- Field 25 |  |  | Until: 24:00,0.05, !- Field 25 | Until: 24:00,0.05, !- Field 25 | Until: 24:00,0.05, !- Field 25 | Until: 24:00,0.05, !- Field 25 | Until: 24:00,0.05, !- Field 25 | Until: 24:00,0.05, !- Field 25
For: Saturday, !- Field 27 | % LED <=30%: For: Saturday, !- Field 27; % LED <=70%: For: Saturday, !- Field 27; % LED 100%: For: Saturday, !- Field 27 |  |  | For: Saturday, !- Field 27 | For: Saturday, !- Field 27 | For: Saturday, !- Field 27 | For: Saturday, !- Field 27 | For: Saturday, !- Field 27 | For: Saturday, !- Field 27
Until: 06:00,0.05, !- Field 28 | % LED <=30%: Until: 06:00,0.05, !- Field 28; % LED <=70%: Until: 06:00,0.05, !- Field 28; % LED 100%: Until: 06:00,0.05, !- Field 28 |  |  | Until: 06:00,0.05, !- Field 28 | Until: 06:00,0.05, !- Field 28 | Until: 06:00,0.05, !- Field 28 | Until: 06:00,0.05, !- Field 28 | Until: 06:00,0.05, !- Field 28 | Until: 06:00,0.05, !- Field 28
Until: 08:00,0.10, !- Field 30 | % LED <=30%: Until: 08:00,0.10, !- Field 30; % LED <=70%: Until: 08:00,0.10, !- Field 30; % LED 100%: Until: 08:00,0.10, !- Field 30 |  |  | Until: 08:00,0.10, !- Field 30 | Until: 08:00,0.10, !- Field 30 | Until: 08:00,0.10, !- Field 30 | Until: 08:00,0.10, !- Field 30 | Until: 08:00,0.10, !- Field 30 | Until: 08:00,0.10, !- Field 30
Until: 12:00,0.30, !- Field 32 | % LED <=30%: Until: 12:00,0.30, !- Field 32; % LED <=70%: Until: 12:00,0.30, !- Field 32; % LED 100%: Until: 12:00,0.30, !- Field 32 |  |  | Until: 12:00,0.30, !- Field 32 | Until: 12:00,0.30, !- Field 32 | Until: 12:00,0.30, !- Field 32 | Until: 12:00,0.30, !- Field 32 | Until: 12:00,0.30, !- Field 32 | Until: 12:00,0.30, !- Field 32
Until: 17:00,0.15, !- Field 34 | % LED <=30%: Until: 17:00,0.15, !- Field 34; % LED <=70%: Until: 17:00,0.15, !- Field 34; % LED 100%: Until: 17:00,0.15, !- Field 34 |  |  | Until: 17:00,0.15, !- Field 34 | Until: 17:00,0.15, !- Field 34 | Until: 17:00,0.15, !- Field 34 | Until: 17:00,0.15, !- Field 34 | Until: 17:00,0.15, !- Field 34 | Until: 17:00,0.15, !- Field 34
Until: 24:00,0.05, !- Field 36 | % LED <=30%: Until: 24:00,0.05, !- Field 36; % LED <=70%: Until: 24:00,0.05, !- Field 36; % LED 100%: Until: 24:00,0.05, !- Field 36 |  |  | Until: 24:00,0.05, !- Field 36 | Until: 24:00,0.05, !- Field 36 | Until: 24:00,0.05, !- Field 36 | Until: 24:00,0.05, !- Field 36 | Until: 24:00,0.05, !- Field 36 | Until: 24:00,0.05, !- Field 36
For: AllOtherDays, !- Field 38 | % LED <=30%: For: AllOtherDays, !- Field 38; % LED <=70%: For: AllOtherDays, !- Field 38; % LED 100%: For: AllOtherDays, !- Field 38 |  |  | For: AllOtherDays, !- Field 38 | For: AllOtherDays, !- Field 38 | For: AllOtherDays, !- Field 38 | For: AllOtherDays, !- Field 38 | For: AllOtherDays, !- Field 38 | For: AllOtherDays, !- Field 38
Until: 24:00,0.05; !- Field 39 | % LED <=30%: Until: 24:00,0.05; !- Field 39; % LED <=70%: Until: 24:00,0.05; !- Field 39; % LED 100%: Until: 24:00,0.05; !- Field 39 |  |  | Until: 24:00,0.05; !- Field 39 | Until: 24:00,0.05; !- Field 39 | Until: 24:00,0.05; !- Field 39 | Until: 24:00,0.05; !- Field 39 | Until: 24:00,0.05; !- Field 39 | Until: 24:00,0.05; !- Field 39
Note on D11: Yousefi, Fatemeh: Primary function was considered for warehouse
Note on B54: Yousefi, Fatemeh: Interface area probably got updated with new technologies

## Ext Lighting
Exterior Lighting - OfficeSmall
Non-motion Controlled Luminaires (W) | Motion-Controlled Luminaires (W) | Total (W) | Source
382 | 155 | 537 | Title 24, 2022
Assumptions:
LZ2
1 entrance for the building
1 parking space per 250 sf of gross building area
400 sf for every parking space
0.1 SF per sf of gross bldg. area for hardscape ornamental light
0.1 watts per sf of wall area
0.007 watts per sf of accepted area by hardscape ornamental light
15 watts per each entrance
0.019 watts per sf of total area (for building area + parking area)
200 Watts for Initial Wattage Allowance
Background Data [To be deleted prior to publication]
Exterior Lighting
Ref: Title 24, Part 6- Table 140.6-C (office area >250 SF)
Title 24, part 6 Code cycle | Lighting for parking area | Daylight Adaptation Zones**
2022 | 0.1 | 1
2019 | 0.1 | 0.5
2016 | 0.14 | 0.6
**Daylight Adaptation Zones shall be no farther than 66 feet from the entrance to the parking garage
Exterior Lighting - OfficeSmall (CEUS 2022 data)
Prototype | CZ | Exterior Lighting Saturation
OfficeSmall | 1 | 71.92%
| 2 | 79.76%
| 3 | 68.67%
| 4 | 68.67%
| 5 | 66.51%
| 6 | 61.36%
| 7 | 55.43%
| 8 | 60.37%
| 9 | 63.2%
| 10 | 53.26%
| 11 | 67.98%
| 12 | 69.87%
| 13 | 69.52%
| 14 | 58.74%
| 15 | 51.51%
| 16 | 61.77%
Ref: CEUS 2022 dataset
| DEER OFS Prototype -7/2024 | PNNL OfficeSmall 02-2024 |  |  | CEC
Exterior Lights W | None | 514.92 | 144.07 | 88.49 | None
Schedule |  | 0-6: 0.5 | 0-6: 0.5 | 0-6:0
|  | 7-19:1 | 7-24: 1 | 7-24: 1
20-24: 0.5
Note on A1: [Threaded comment] Your version of Excel allows you to read this threaded comment; however, any edits to it will get removed if the file is opened in a newer version of Excel. Learn more: https://go.microsoft.com/fwlink/?linkid=870924 Comment: New Enduse for Small Office? Reply: According to CEUS 2022, saturation rate for exterior lighting in 67% in small offices.

## Occupnacy (hidden)
HVAC Operating Hour
Period | Hour | Weekdays Multiplier |  | Saturday | Sunday
12:00 am - 6:00 am | 6 |  | 0
6:00 am -7:00 am | 1 | 20% capcaity | 0.2
7:00 am - 8:00 am | 1 | 70% Capacity | 0.7
8:00 am - 17:00 pm | 9 | Full capacity | 1
17:00 pm - 18:00 pm | 1 | 70% Capacity | 0.7
18:00 pm - 19:00 pm | 1 | 50% capacity | 0.5
19:00 pm - 20:00 pm | 1 | 20% capcaity | 0.3
20:00 pm - 22:00 pm | 2 | 20% capcaity | 0.2
22:00 pm - 12:00 am | 2 |  | 0
|  |  | 11.8 | 3.0267 | 0
Background Data [To be deleted prior to publication]
CEUS 2022 data
Total Weighted Average Annual Operating Hours |  |  | Office, Small | 3286.2707 |  | Working day | 249
Weighted Average Operating Hours Per Day |  |  | Office, Small | 9.0035
Weighted average operating hours per working day (assuming zeo load for weekends) |  |  | Office, Small | 13.1979
Operating Hours Per Day (in 4-hrs bin) By Planning Area & Forecast Zone
Calculation Method | Statewide/ Utility/ FCZ | Building Type | 0< X <=4 | 4< X <=8 | 8< X <=12 | 12< X <=16 | 16< X <=20 | 20<= X <24 | 24 Hrs/Day | Not Available | Total | ← Operating Hours Per Day
Floorspace-Based | Statewide | Office, Small | 0.922% | 37.04% | 52.76% | 5.01% | 1.177% | 0.5665% | 0.6799% | 1.841% | 100%
Annual Operating Hours By Planning Area & Forecast Zone
Calculation Method | Statewide/ Utility/ FCZ | Building Type | <=500 Hrs | 500 < Hrs <=1000 | 1000 < Hrs <=1500 | 1500 < Hrs <=2000 | 2000 < Hrs <=2500 | 2500 < Hrs <=3000 | 3000 < Hrs <=3500 | 3500 < Hrs <=4000 | 4000 < Hrs <=4500 | 4500 < Hrs <=5000 | 5000 < Hrs <=5500 | 5500 < Hrs <=6000 | 6500 < Hrs <=7000 | 7000 < Hrs <=7000 | 7500 < Hrs <=8000 | 8000< Hrs <=8500 | 8001 < Hrs <=8500 | 8500 < Hrs <8760 | 8760 Hours | Total | ← Annual Operating Hours
Floorspace-Based | Statewide | Office, Small | 0.06265% | 0.3069% | 1.574% | 7.177% | 53.64% | 19.27% | 8.738% | 2.484% | 1.993% | 0.6334% | 0.5853% | 0.5399% | 0.2139% | 0.2596% | 0.005075% | 0% | 0.03735% | 0.3457% | 2.132% | 100%
Occupnacy Schedules (existing prototypes extracted from the idf files (presented below)
| PNNL |  |  | DEER |  |  |  |  | CEC
Hour | m2/person | 18.5806 |  |  | Person/m2: 0.0538195521 | 18.5874 |  |  | Person/m2 :0.0538195521 |  | 18.5806
| PNNL (Core+ 3 Perimeter) | PNNL( 1 Perimeter) |  | DEER Normal day | DEER Saturday | DEER (Other day) |  |  | CEC Weekday | CEC Saturday | CEC Sunday
1 | 0 | 0 |  | 0 | 0 | 0 |  |  | 0 | 0 | 0
2 | 0 | 0 |  | 0 | 0 | 0 |  |  | 0 | 0 | 0
3 | 0 | 0 |  | 0 | 0 | 0 |  |  | 0 | 0 | 0
4 | 0 | 0 |  | 0 | 0 | 0 |  |  | 0 | 0 | 0
5 | 0 | 0 |  | 0 | 0 | 0 |  |  | 0 | 0 | 0
6 | 0 | 0 |  | 0 | 0 | 0 |  |  | 0 | 0 | 0
7 | 0.11 | 0.11 |  | 0.1 | 0.1 | 0.05 |  |  | 0.1 | 0.1 | 0.05
8 | 0.21 | 0.21 |  | 0.2 | 0.1 | 0.05 |  |  | 0.2 | 0.1 | 0.05
9 | 1 | 1 |  | 0.95 | 0.3 | 0.05 |  |  | 0.95 | 0.3 | 0.05
10 | 1 | 1 |  | 0.95 | 0.3 | 0.05 |  |  | 0.95 | 0.3 | 0.05
11 | 1 | 0 |  | 0.95 | 0.3 | 0.05 |  |  | 0.95 | 0.3 | 0.05
12 | 1 | 1 |  | 0.95 | 0.3 | 0.05 |  |  | 0.95 | 0.3 | 0.05
13 | 1 | 0 |  | 0.5 | 0.1 | 0.05 |  |  | 0.5 | 0.1 | 0.05
14 | 0.61 | 1 |  | 0.95 | 0.1 | 0.05 |  |  | 0.95 | 0.1 | 0.05
15 | 1 | 0 |  | 0.95 | 0.1 | 0.05 |  |  | 0.95 | 0.1 | 0.05
16 | 1 | 1 |  | 0.95 | 0.1 | 0.05 |  |  | 0.95 | 0.1 | 0.05
17 | 1 | 1 |  | 0.95 | 0.1 | 0.05 |  |  | 0.95 | 0.1 | 0.05
18 | 1 | 0.32 |  | 0.3 | 0.05 | 0.05 |  |  | 0.3 | 0.05 | 0.05
19 | 0.32 | 0.11 |  | 0.1 | 0.05 | 0 |  |  | 0.1 | 0.05 | 0
20 | 0.11 | 0.11 |  | 0.1 | 0 | 0 |  |  | 0.1 | 0 | 0
21 | 0.11 | 0.11 |  | 0.1 | 0 | 0 |  |  | 0.1 | 0 | 0
22 | 0.11 | 0.11 |  | 0.1 | 0 | 0 |  |  | 0.1 | 0 | 0
23 | 0.05 | 0.05 |  | 0.05 | 0 | 0 |  |  | 0.05 | 0 | 0
24 | 0 | 0 |  | 0.05 | 0 | 0 |  |  | 0 | 0 | 0
| 10.63 | 7.13 |  | 9.2 | 2 | 0.6 |  |  | 9.15 | 2 | 0.6
| 10 h entirely occupied | 17 |  | 9 h entirely occupied | 13 | 9 h entirely occupied
DEER 2024 (Old model rebuilt in E+)
DEERSmall Office idf: 07-2024
| Schedule:Compact, |  |  | Schedule:Compact, | [5 empty] | Schedule:Compact, | [5 empty] | Schedule:Compact, | [5 empty] | Schedule:Compact, |  | Schedule:Compact, | Schedule:Compact, | Schedule:Compact, | Schedule:Compact, | Schedule:Compact,
| Hall EL1 Core Spc (G.C5) Occupant Sch, !- Name |  |  | OfficeSmall EL1 North Perim Spc (G.N3) Occupant Sch, !- Name | [5 empty] | OfficeSmall EL1 East Perim Spc (G.E2) Occupant Sch, !- Name | [5 empty] | OfficeSmall EL1 South Perim Spc (G.S1) Occupant Sch, !- Name | [5 empty] | OfficeSmall EL1 West Perim Spc (G.W4) Occupant Sch, !- Name |  | Hall EL1 Core Spc (T.C15) Occupant Sch, !- Name | OfficeSmall EL1 East Perim Spc (T.E12) Occupant Sch, !- Name | OfficeSmall EL1 North Perim Spc (T.N13) Occupant Sch, !- Name | OfficeSmall EL1 South Perim Spc (T.S11) Occupant Sch, !- Name | OfficeSmall EL1 West Perim Spc (T.W14) Occupant Sch, !- Name
| Unit Interval, !- Schedule Type Limits Name |  |  | Unit Interval, !- Schedule Type Limits Name | [5 empty] | Unit Interval, !- Schedule Type Limits Name | [5 empty] | Unit Interval, !- Schedule Type Limits Name | [5 empty] | Unit Interval, !- Schedule Type Limits Name |  | Unit Interval, !- Schedule Type Limits Name | Unit Interval, !- Schedule Type Limits Name | Unit Interval, !- Schedule Type Limits Name | Unit Interval, !- Schedule Type Limits Name | Unit Interval, !- Schedule Type Limits Name
| Through: 12/31, !- Field 1 |  |  | Through: 12/31, !- Field 1 | [5 empty] | Through: 12/31, !- Field 1 | [5 empty] | Through: 12/31, !- Field 1 | [5 empty] | Through: 12/31, !- Field 1 |  | Through: 12/31, !- Field 1 | Through: 12/31, !- Field 1 | Through: 12/31, !- Field 1 | Through: 12/31, !- Field 1 | Through: 12/31, !- Field 1
| For: SummerDesignDay, !- Field 2 |  |  | For: SummerDesignDay, !- Field 2 | [5 empty] | For: SummerDesignDay, !- Field 2 | [5 empty] | For: SummerDesignDay, !- Field 2 | [5 empty] | For: SummerDesignDay, !- Field 2 |  | For: SummerDesignDay, !- Field 2 | For: SummerDesignDay, !- Field 2 | For: SummerDesignDay, !- Field 2 | For: SummerDesignDay, !- Field 2 | For: SummerDesignDay, !- Field 2
| Until: 24:00,1.0, !- Field 3 |  |  | Until: 24:00,1.0, !- Field 3 | [5 empty] | Until: 24:00,1.0, !- Field 3 |  |  | 0 | 0 |  | Until: 24:00,1.0, !- Field 3 | [5 empty] | Until: 24:00,1.0, !- Field 3 |  | Until: 24:00,1.0, !- Field 3 | Until: 24:00,1.0, !- Field 3 | Until: 24:00,1.0, !- Field 3 | Until: 24:00,1.0, !- Field 3 | Until: 24:00,1.0, !- Field 3
| For: WinterDesignDay, !- Field 5 |  |  | For: WinterDesignDay, !- Field 5 | [5 empty] | For: WinterDesignDay, !- Field 5 |  |  | 0 | 0 |  | For: WinterDesignDay, !- Field 5 | [5 empty] | For: WinterDesignDay, !- Field 5 |  | For: WinterDesignDay, !- Field 5 | For: WinterDesignDay, !- Field 5 | For: WinterDesignDay, !- Field 5 | For: WinterDesignDay, !- Field 5 | For: WinterDesignDay, !- Field 5
| Until: 24:00,0.0, !- Field 6 |  |  | Until: 24:00,0.0, !- Field 6 | [5 empty] | Until: 24:00,0.0, !- Field 6 |  |  | 0 | 0 |  | Until: 24:00,0.0, !- Field 6 | [5 empty] | Until: 24:00,0.0, !- Field 6 |  | Until: 24:00,0.0, !- Field 6 | Until: 24:00,0.0, !- Field 6 | Until: 24:00,0.0, !- Field 6 | Until: 24:00,0.0, !- Field 6 | Until: 24:00,0.0, !- Field 6
| For: Weekdays, !- Field 8 |  |  | For: Weekdays, !- Field 8 | [5 empty] | For: Weekdays, !- Field 8 |  |  | 0 | 0 |  | For: Weekdays, !- Field 8 | [5 empty] | For: Weekdays, !- Field 8 |  | For: Weekdays, !- Field 8 | For: Weekdays, !- Field 8 | For: Weekdays, !- Field 8 | For: Weekdays, !- Field 8 | For: Weekdays, !- Field 8
| Until: 06:00,0.0, !- Field 9 |  |  | Until: 06:00,0.0, !- Field 9 | [5 empty] | Until: 06:00,0.0, !- Field 9 |  |  | 0 | 0 |  | Until: 06:00,0.0, !- Field 9 | [5 empty] | Until: 06:00,0.0, !- Field 9 |  | Until: 06:00,0.0, !- Field 9 | Until: 06:00,0.0, !- Field 9 | Until: 06:00,0.0, !- Field 9 | Until: 06:00,0.0, !- Field 9 | Until: 06:00,0.0, !- Field 9
| Until: 07:00,0.10, !- Field 11 |  |  | Until: 07:00,0.10, !- Field 11 | [5 empty] | Until: 07:00,0.10, !- Field 11 |  |  | 0 | 0 |  | Until: 07:00,0.10, !- Field 11 | [5 empty] | Until: 07:00,0.10, !- Field 11 |  | Until: 07:00,0.10, !- Field 11 | Until: 07:00,0.10, !- Field 11 | Until: 07:00,0.10, !- Field 11 | Until: 07:00,0.10, !- Field 11 | Until: 07:00,0.10, !- Field 11
| Until: 08:00,0.20, !- Field 13 |  |  | Until: 08:00,0.20, !- Field 13 | [5 empty] | Until: 08:00,0.20, !- Field 13 |  |  | 0.1 | 0.1 |  | Until: 08:00,0.20, !- Field 13 | [5 empty] | Until: 08:00,0.20, !- Field 13 |  | Until: 08:00,0.20, !- Field 13 | Until: 08:00,0.20, !- Field 13 | Until: 08:00,0.20, !- Field 13 | Until: 08:00,0.20, !- Field 13 | Until: 08:00,0.20, !- Field 13
| Until: 12:00,0.95, !- Field 15 |  |  | Until: 12:00,0.95, !- Field 15 | [5 empty] | Until: 12:00,0.95, !- Field 15 |  |  | 0.2 | 0.1 |  | Until: 12:00,0.95, !- Field 15 | [5 empty] | Until: 12:00,0.95, !- Field 15 |  | Until: 12:00,0.95, !- Field 15 | Until: 12:00,0.95, !- Field 15 | Until: 12:00,0.95, !- Field 15 | Until: 12:00,0.95, !- Field 15 | Until: 12:00,0.95, !- Field 15
| Until: 13:00,0.50, !- Field 17 |  |  | Until: 13:00,0.50, !- Field 17 | [5 empty] | Until: 13:00,0.50, !- Field 17 |  |  | 0.95 | 0.3 |  | Until: 13:00,0.50, !- Field 17 | [5 empty] | Until: 13:00,0.50, !- Field 17 |  | Until: 13:00,0.50, !- Field 17 | Until: 13:00,0.50, !- Field 17 | Until: 13:00,0.50, !- Field 17 | Until: 13:00,0.50, !- Field 17 | Until: 13:00,0.50, !- Field 17
| Until: 17:00,0.95, !- Field 19 |  |  | Until: 17:00,0.95, !- Field 19 | [5 empty] | Until: 17:00,0.95, !- Field 19 |  |  | 0.95 | 0.3 |  | Until: 17:00,0.95, !- Field 19 | [5 empty] | Until: 17:00,0.95, !- Field 19 |  | Until: 17:00,0.95, !- Field 19 | Until: 17:00,0.95, !- Field 19 | Until: 17:00,0.95, !- Field 19 | Until: 17:00,0.95, !- Field 19 | Until: 17:00,0.95, !- Field 19
| Until: 18:00,0.30, !- Field 21 |  |  | Until: 18:00,0.30, !- Field 21 | [5 empty] | Until: 18:00,0.30, !- Field 21 |  |  | 0.95 | 0.3 |  | Until: 18:00,0.30, !- Field 21 | [5 empty] | Until: 18:00,0.30, !- Field 21 |  | Until: 18:00,0.30, !- Field 21 | Until: 18:00,0.30, !- Field 21 | Until: 18:00,0.30, !- Field 21 | Until: 18:00,0.30, !- Field 21 | Until: 18:00,0.30, !- Field 21
| Until: 22:00,0.10, !- Field 23 |  |  | Until: 22:00,0.10, !- Field 23 | [5 empty] | Until: 22:00,0.10, !- Field 23 |  |  | 0.95 | 0.3 |  | Until: 22:00,0.10, !- Field 23 | [5 empty] | Until: 22:00,0.10, !- Field 23 |  | Until: 22:00,0.10, !- Field 23 | Until: 22:00,0.10, !- Field 23 | Until: 22:00,0.10, !- Field 23 | Until: 22:00,0.10, !- Field 23 | Until: 22:00,0.10, !- Field 23
| Until: 24:00,0.05, !- Field 25 |  |  | Until: 24:00,0.05, !- Field 25 | [5 empty] | Until: 24:00,0.05, !- Field 25 |  |  | 0.5 | 0.1 |  | Until: 24:00,0.05, !- Field 25 | [5 empty] | Until: 24:00,0.05, !- Field 25 |  | Until: 24:00,0.05, !- Field 25 | Until: 24:00,0.05, !- Field 25 | Until: 24:00,0.05, !- Field 25 | Until: 24:00,0.05, !- Field 25 | Until: 24:00,0.05, !- Field 25
| For: Saturday, !- Field 27 |  |  | For: Saturday, !- Field 27 | [5 empty] | For: Saturday, !- Field 27 |  |  | 0.95 | 0.1 |  | For: Saturday, !- Field 27 | [5 empty] | For: Saturday, !- Field 27 |  | For: Saturday, !- Field 27 | For: Saturday, !- Field 27 | For: Saturday, !- Field 27 | For: Saturday, !- Field 27 | For: Saturday, !- Field 27
| Until: 06:00,0.0, !- Field 28 |  |  | Until: 06:00,0.0, !- Field 28 | [5 empty] | Until: 06:00,0.0, !- Field 28 |  |  | 0.95 | 0.1 |  | Until: 06:00,0.0, !- Field 28 | [5 empty] | Until: 06:00,0.0, !- Field 28 |  | Until: 06:00,0.0, !- Field 28 | Until: 06:00,0.0, !- Field 28 | Until: 06:00,0.0, !- Field 28 | Until: 06:00,0.0, !- Field 28 | Until: 06:00,0.0, !- Field 28
| Until: 08:00,0.10, !- Field 30 |  |  | Until: 08:00,0.10, !- Field 30 | [5 empty] | Until: 08:00,0.10, !- Field 30 |  |  | 0.95 | 0.1 |  | Until: 08:00,0.10, !- Field 30 | [5 empty] | Until: 08:00,0.10, !- Field 30 |  | Until: 08:00,0.10, !- Field 30 | Until: 08:00,0.10, !- Field 30 | Until: 08:00,0.10, !- Field 30 | Until: 08:00,0.10, !- Field 30 | Until: 08:00,0.10, !- Field 30
| Until: 12:00,0.30, !- Field 32 |  |  | Until: 12:00,0.30, !- Field 32 | [5 empty] | Until: 12:00,0.30, !- Field 32 |  |  | 0.95 | 0.1 |  | Until: 12:00,0.30, !- Field 32 | [5 empty] | Until: 12:00,0.30, !- Field 32 |  | Until: 12:00,0.30, !- Field 32 | Until: 12:00,0.30, !- Field 32 | Until: 12:00,0.30, !- Field 32 | Until: 12:00,0.30, !- Field 32 | Until: 12:00,0.30, !- Field 32
| Until: 17:00,0.10, !- Field 34 |  |  | Until: 17:00,0.10, !- Field 34 | [5 empty] | Until: 17:00,0.10, !- Field 34 |  |  | 0.3 | 0.5 |  | Until: 17:00,0.10, !- Field 34 | [5 empty] | Until: 17:00,0.10, !- Field 34 |  | Until: 17:00,0.10, !- Field 34 | Until: 17:00,0.10, !- Field 34 | Until: 17:00,0.10, !- Field 34 | Until: 17:00,0.10, !- Field 34 | Until: 17:00,0.10, !- Field 34
| Until: 19:00,0.05, !- Field 36 |  |  | Until: 19:00,0.05, !- Field 36 | [5 empty] | Until: 19:00,0.05, !- Field 36 |  |  | 0.1 | 0.5 |  | Until: 19:00,0.05, !- Field 36 | [5 empty] | Until: 19:00,0.05, !- Field 36 |  | Until: 19:00,0.05, !- Field 36 | Until: 19:00,0.05, !- Field 36 | Until: 19:00,0.05, !- Field 36 | Until: 19:00,0.05, !- Field 36 | Until: 19:00,0.05, !- Field 36
| Until: 24:00,0.0, !- Field 38 |  |  | Until: 24:00,0.0, !- Field 38 | [5 empty] | Until: 24:00,0.0, !- Field 38 |  |  | 0.1 | 0 |  | Until: 24:00,0.0, !- Field 38 | [5 empty] | Until: 24:00,0.0, !- Field 38 |  | Until: 24:00,0.0, !- Field 38 | Until: 24:00,0.0, !- Field 38 | Until: 24:00,0.0, !- Field 38 | Until: 24:00,0.0, !- Field 38 | Until: 24:00,0.0, !- Field 38
| For: AllOtherDays, !- Field 40 |  |  | For: AllOtherDays, !- Field 40 | [5 empty] | For: AllOtherDays, !- Field 40 |  |  | 0.1 | 0 |  | For: AllOtherDays, !- Field 40 | [5 empty] | For: AllOtherDays, !- Field 40 |  | For: AllOtherDays, !- Field 40 | For: AllOtherDays, !- Field 40 | For: AllOtherDays, !- Field 40 | For: AllOtherDays, !- Field 40 | For: AllOtherDays, !- Field 40
| Until: 06:00,0.0, !- Field 41 |  |  | Until: 06:00,0.0, !- Field 41 | [5 empty] | Until: 06:00,0.0, !- Field 41 |  |  | 0.1 | 0 |  | Until: 06:00,0.0, !- Field 41 | [5 empty] | Until: 06:00,0.0, !- Field 41 |  | Until: 06:00,0.0, !- Field 41 | Until: 06:00,0.0, !- Field 41 | Until: 06:00,0.0, !- Field 41 | Until: 06:00,0.0, !- Field 41 | Until: 06:00,0.0, !- Field 41
| Until: 18:00,0.05, !- Field 43 |  |  | Until: 18:00,0.05, !- Field 43 | [5 empty] | Until: 18:00,0.05, !- Field 43 |  |  | 0.05 | 0 |  | Until: 18:00,0.05, !- Field 43 | [5 empty] | Until: 18:00,0.05, !- Field 43 |  | Until: 18:00,0.05, !- Field 43 | Until: 18:00,0.05, !- Field 43 | Until: 18:00,0.05, !- Field 43 | Until: 18:00,0.05, !- Field 43 | Until: 18:00,0.05, !- Field 43
| Until: 24:00,0.0; !- Field 45 |  |  | Until: 24:00,0.0; !- Field 45 | [5 empty] | Until: 24:00,0.0; !- Field 45 |  |  | 0.05 | 0 |  | Until: 24:00,0.0; !- Field 45 | [5 empty] | Until: 24:00,0.0; !- Field 45 |  | Until: 24:00,0.0; !- Field 45 | Until: 24:00,0.0; !- Field 45 | Until: 24:00,0.0; !- Field 45 | Until: 24:00,0.0; !- Field 45 | Until: 24:00,0.0; !- Field 45
PNNL 2022
| PNNL Small Office |  |  | Schedule:Compact, |  | For only 1 perimeter zone
| Schedule:Compact, |  |  | BLDG_OCC_SCH_w_SB, !- Name
| BLDG_OCC_SCH_wo_SB, !- Name |  |  | Fraction, !- Schedule Type Limits Name
| Fraction, !- Schedule Type Limits Name |  |  | Through: 12/31, !- Field 1
| Through: 12/31, !- Field 1 |  |  | For: Weekdays, !- Field 2
| For: Weekdays, !- Field 2 |  |  | Until: 01:00,0, !- Field 3
| Until: 01:00,0, !- Field 3 |  |  | Until: 02:00,0, !- Field 5
| Until: 02:00,0, !- Field 5 |  |  | Until: 03:00,0, !- Field 7
| Until: 03:00,0, !- Field 7 |  |  | Until: 04:00,0, !- Field 9
| Until: 04:00,0, !- Field 9 |  |  | Until: 05:00,0, !- Field 11
| Until: 05:00,0, !- Field 11 |  |  | Until: 06:00,0, !- Field 13
| Until: 06:00,0, !- Field 13 |  |  | Until: 07:00,0.11, !- Field 15
| Until: 07:00,0.11, !- Field 15 |  |  | Until: 08:00,0.21, !- Field 17
| Until: 08:00,0.21, !- Field 17 |  |  | Until: 09:00,1, !- Field 19
| Until: 09:00,1, !- Field 19 |  |  | Until: 10:00,1, !- Field 21
| Until: 10:00,1, !- Field 21 |  |  | Until: 11:00,0, !- Field 23
| Until: 11:00,1, !- Field 23 |  |  | Until: 12:00,1, !- Field 25
| Until: 12:00,1, !- Field 25 |  |  | Until: 13:00,0, !- Field 27
| Until: 13:00,0.610394505402463, !- Field 27 |  |  | Until: 14:00,1, !- Field 29
| Until: 14:00,1, !- Field 29 |  |  | Until: 15:00,0, !- Field 31
| Until: 15:00,1, !- Field 31 |  |  | Until: 16:00,1, !- Field 33
| Until: 16:00,1, !- Field 33 |  |  | Until: 17:00,1, !- Field 35
| Until: 17:00,1, !- Field 35 |  |  | Until: 18:00,0.32, !- Field 37
| Until: 18:00,0.32, !- Field 37 |  |  | Until: 19:00,0.11, !- Field 39
| Until: 19:00,0.11, !- Field 39 |  |  | Until: 20:00,0.11, !- Field 41
| Until: 20:00,0.11, !- Field 41 |  |  | Until: 21:00,0.11, !- Field 43
| Until: 21:00,0.11, !- Field 43 |  |  | Until: 22:00,0.11, !- Field 45
| Until: 22:00,0.11, !- Field 45 |  |  | Until: 23:00,0.05, !- Field 47
| Until: 23:00,0.05, !- Field 47 |  |  | Until: 24:00,0, !- Field 49
| Until: 24:00,0, !- Field 49 |  |  | For: Weekends, !- Field 51
| For: Weekends, !- Field 51 |  |  | Until: 01:00,0, !- Field 52
| Until: 01:00,0, !- Field 52 |  |  | Until: 02:00,0, !- Field 54
| Until: 02:00,0, !- Field 54 |  |  | Until: 03:00,0, !- Field 56
| Until: 03:00,0, !- Field 56 |  |  | Until: 04:00,0, !- Field 58
| Until: 04:00,0, !- Field 58 |  |  | Until: 05:00,0, !- Field 60
| Until: 05:00,0, !- Field 60 |  |  | Until: 06:00,0, !- Field 62
| Until: 06:00,0, !- Field 62 |  |  | Until: 07:00,0, !- Field 64
| Until: 07:00,0, !- Field 64 |  |  | Until: 08:00,0, !- Field 66
| Until: 08:00,0, !- Field 66 |  |  | Until: 09:00,0, !- Field 68
| Until: 09:00,0, !- Field 68 |  |  | Until: 10:00,0, !- Field 70
| Until: 10:00,0, !- Field 70 |  |  | Until: 11:00,0, !- Field 72
| Until: 11:00,0, !- Field 72 |  |  | Until: 12:00,0, !- Field 74
| Until: 12:00,0, !- Field 74 |  |  | Until: 13:00,0, !- Field 76
| Until: 13:00,0, !- Field 76 |  |  | Until: 14:00,0, !- Field 78
| Until: 14:00,0, !- Field 78 |  |  | Until: 15:00,0, !- Field 80
| Until: 15:00,0, !- Field 80 |  |  | Until: 16:00,0, !- Field 82
| Until: 16:00,0, !- Field 82 |  |  | Until: 17:00,0, !- Field 84
| Until: 17:00,0, !- Field 84 |  |  | Until: 18:00,0, !- Field 86
| Until: 18:00,0, !- Field 86 |  |  | Until: 19:00,0, !- Field 88
| Until: 19:00,0, !- Field 88 |  |  | Until: 20:00,0, !- Field 90
| Until: 20:00,0, !- Field 90 |  |  | Until: 21:00,0, !- Field 92
| Until: 21:00,0, !- Field 92 |  |  | Until: 22:00,0, !- Field 94 | [6 empty] | Weekday | Saturday | Sunday
| Until: 22:00,0, !- Field 94 |  |  | Until: 23:00,0, !- Field 96 | [5 empty] | Occupancy Load | 13 hours | 2 | 0.6
| Until: 23:00,0, !- Field 96 |  |  | Until: 24:00,0, !- Field 98
| Until: 24:00,0, !- Field 98 |  |  | For: Holiday, !- Field 100
| For: Holiday, !- Field 100 |  |  | Until: 24:00,0.0, !- Field 101
| Until: 24:00,0.0, !- Field 101 |  |  | For: WinterDesignDay, !- Field 103 | [8 empty] | CEUS | [7 empty] | Entirely occupied
| For: WinterDesignDay, !- Field 103 |  |  | Until: 24:00,0.0, !- Field 104 | [8 empty] | Total Weighted Average Annual Operating Hours |  |  |  | Office, Small | 3286.2707 |  | DEER | 10
| Until: 24:00,0.0, !- Field 104 |  |  | For: SummerDesignDay, !- Field 106 | [8 empty] | Weighted Average Operating Hours Per Day |  |  |  | Office, Small | 9.0035 |  | CEC | 9
| For: SummerDesignDay, !- Field 106 |  |  | Until: 24:00,1.0, !- Field 107 | [8 empty] | Weighted average operating hours per working day |  |  |  | Office, Small | 13.1979 |  | PNNL | 9
| Until: 24:00,1.0, !- Field 107 |  |  | For: CustomDay1, !- Field 109
| For: CustomDay1, !- Field 109 |  |  | Until: 24:00,0.0, !- Field 110
| Until: 24:00,0.0, !- Field 110 |  |  | For: CustomDay2, !- Field 112
| For: CustomDay2, !- Field 112 |  |  | Until: 24:00,0.0; !- Field 113
Until: 24:00,0.0; !- Field 113
CBECC 2023
CEC: CBEC 2023
| Schedule:Day:Interval, |  | Schedule:Day:Interval, |  | Schedule:Day:Interval,
| OfficeOccupancyWD, !- Name |  | OfficeOccupancySat, !- Name |  | OfficeOccupancySun, !- Name
| Fraction, !- Schedule Type Limits Name |  | Fraction, !- Schedule Type Limits Name |  | Fraction, !- Schedule Type Limits Name |  |  |  |  | CEC
| No, !- Interpolate to Timestep |  | No, !- Interpolate to Timestep |  | No, !- Interpolate to Timestep
| 01:00, !- Time 1 |  | 01:00, !- Time 1 |  | 01:00, !- Time 1 |  |  |  | 1
| 0, !- Value Until Time 1 |  | 0, !- Value Until Time 1 |  | 0, !- Value Until Time 1 |  |  |  | 2
| 02:00, !- Time 2 |  | 02:00, !- Time 2 |  | 02:00, !- Time 2 |  |  |  | 3
| 0, !- Value Until Time 2 |  | 0, !- Value Until Time 2 |  | 0, !- Value Until Time 2 |  |  |  | 4
| 03:00, !- Time 3 |  | 03:00, !- Time 3 |  | 03:00, !- Time 3 |  |  |  | 5
| 0, !- Value Until Time 3 |  | 0, !- Value Until Time 3 |  | 0, !- Value Until Time 3 |  |  |  | 6
| 04:00, !- Time 4 |  | 04:00, !- Time 4 |  | 04:00, !- Time 4 |  |  |  | 7
| 0, !- Value Until Time 4 |  | 0, !- Value Until Time 4 |  | 0, !- Value Until Time 4 |  |  |  | 8
| 05:00, !- Time 5 |  | 05:00, !- Time 5 |  | 05:00, !- Time 5 |  |  |  | 9
| 0, !- Value Until Time 5 |  | 0, !- Value Until Time 5 |  | 0, !- Value Until Time 5 |  |  |  | 10
| 06:00, !- Time 6 |  | 06:00, !- Time 6 |  | 06:00, !- Time 6 |  |  |  | 11
| 0, !- Value Until Time 6 |  | 0, !- Value Until Time 6 |  | 0, !- Value Until Time 6 |  |  |  | 12
| 07:00, !- Time 7 |  | 07:00, !- Time 7 |  | 07:00, !- Time 7 |  |  |  | 13
| 0.1, !- Value Until Time 7 |  | 0.1, !- Value Until Time 7 |  | 0.05, !- Value Until Time 7 |  |  |  | 14
| 08:00, !- Time 8 |  | 08:00, !- Time 8 |  | 08:00, !- Time 8 |  |  |  | 15
| 0.2, !- Value Until Time 8 |  | 0.1, !- Value Until Time 8 |  | 0.05, !- Value Until Time 8 |  |  |  | 16
| 09:00, !- Time 9 |  | 09:00, !- Time 9 |  | 09:00, !- Time 9 |  |  |  | 17
| 0.95, !- Value Until Time 9 |  | 0.3, !- Value Until Time 9 |  | 0.05, !- Value Until Time 9 |  |  |  | 18
| 10:00, !- Time 10 |  | 10:00, !- Time 10 |  | 10:00, !- Time 10 |  |  |  | 19
| 0.95, !- Value Until Time 10 |  | 0.3, !- Value Until Time 10 |  | 0.05, !- Value Until Time 10 |  |  |  | 20
| 11:00, !- Time 11 |  | 11:00, !- Time 11 |  | 11:00, !- Time 11 |  |  |  | 21
| 0.95, !- Value Until Time 11 |  | 0.3, !- Value Until Time 11 |  | 0.05, !- Value Until Time 11 |  |  |  | 22
| 12:00, !- Time 12 |  | 12:00, !- Time 12 |  | 12:00, !- Time 12 |  |  |  | 23
| 0.95, !- Value Until Time 12 |  | 0.3, !- Value Until Time 12 |  | 0.05, !- Value Until Time 12 |  |  |  | 24
| 13:00, !- Time 13 |  | 13:00, !- Time 13 |  | 13:00, !- Time 13
| 0.5, !- Value Until Time 13 |  | 0.1, !- Value Until Time 13 |  | 0.05, !- Value Until Time 13
| 14:00, !- Time 14 |  | 14:00, !- Time 14 |  | 14:00, !- Time 14
| 0.95, !- Value Until Time 14 |  | 0.1, !- Value Until Time 14 |  | 0.05, !- Value Until Time 14
| 15:00, !- Time 15 |  | 15:00, !- Time 15 |  | 15:00, !- Time 15
| 0.95, !- Value Until Time 15 |  | 0.1, !- Value Until Time 15 |  | 0.05, !- Value Until Time 15
| 16:00, !- Time 16 |  | 16:00, !- Time 16 |  | 16:00, !- Time 16
| 0.95, !- Value Until Time 16 |  | 0.1, !- Value Until Time 16 |  | 0.05, !- Value Until Time 16
| 17:00, !- Time 17 |  | 17:00, !- Time 17 |  | 17:00, !- Time 17
| 0.95, !- Value Until Time 17 |  | 0.1, !- Value Until Time 17 |  | 0.05, !- Value Until Time 17
| 18:00, !- Time 18 |  | 18:00, !- Time 18 |  | 18:00, !- Time 18
| 0.3, !- Value Until Time 18 |  | 0.05, !- Value Until Time 18 |  | 0.05, !- Value Until Time 18
| 19:00, !- Time 19 |  | 19:00, !- Time 19 |  | 19:00, !- Time 19
| 0.1, !- Value Until Time 19 |  | 0.05, !- Value Until Time 19 |  | 0, !- Value Until Time 19
| 20:00, !- Time 20 |  | 20:00, !- Time 20 |  | 20:00, !- Time 20
| 0.1, !- Value Until Time 20 |  | 0, !- Value Until Time 20 |  | 0, !- Value Until Time 20
| 21:00, !- Time 21 |  | 21:00, !- Time 21 |  | 21:00, !- Time 21
| 0.1, !- Value Until Time 21 |  | 0, !- Value Until Time 21 |  | 0, !- Value Until Time 21
| 22:00, !- Time 22 |  | 22:00, !- Time 22 |  | 22:00, !- Time 22
| 0.1, !- Value Until Time 22 |  | 0, !- Value Until Time 22 |  | 0, !- Value Until Time 22
| 23:00, !- Time 23 |  | 23:00, !- Time 23 |  | 23:00, !- Time 23
| 0.05, !- Value Until Time 23 |  | 0, !- Value Until Time 23 |  | 0, !- Value Until Time 23
| 24:00, !- Time 24 |  | 24:00, !- Time 24 |  | 24:00, !- Time 24
| 0.05; !- Value Until Time 24 |  | 0; !- Value Until Time 24 |  | 0; !- Value Until Time 24

## Equipment
Equipment - OfficeSmall
Spaces | Plug load Intensity (W/ft2) | Source | Schedule
Office area | 1.5 | T24 2022 - Appendix 5.4A | CEC
Conference | 1
Lobby | 0.5
Storage | 0.2
Mechanical/Electrical | 3
Restroom | 0
Copy room | 1
Corridor | 0
Ref:
T24 2022 - Appendix 5.4A: Space Use Data-T24N-2022
https://www.energy.ca.gov/publications/2022/2022-nonresidential-and-multifamily-alternative-calculation-method-reference
Background Data [To be deleted prior to publication]
Equipment (Plug load)
|  | Zones | floor area (ft2) | Plug load Intensity (W/ft2) | Total equipment load (W)
|  | Open_Office_N | 913.6864 | 1.5 | 0.24919
|  | Closed_Office_W | 909.7566 | 1.5 | 0.24812
|  | Closed_Office_E | 909.7566 | 1.5 | 0.24812
|  | Conference | 456.8432 | 1 | 0.083062
|  | Lobby + Lounge | 456.8432 | 0.5 | 0.041531
|  | Storage | 763.3788 | 0.2 | 0.027759
|  | Mechanical/Electrical | 118.6126 | 3 | 0.064698
|  | Restroom | 237.2253 | 0 | 0
|  | Break/Copy Room | 118.6126 | 1 | 0.021566
|  | Corridor | 615.2846 | 0 | 0
0.98403
Equipment (Plug Load )- Prototypes comparison
| Unit | CEC OffSml | DEER OFS | PNNL | ComStock | Note
| W/m2 | 16.1459 | 16.1459 | 6.78 |  | PNNL considers higher load for electric equipment
| Yearly Load multiplier | 2835.7 | 2835.7 | 3837.815 |  |  |  | 45784.8311 | 26020.3856
[5 empty] | PNNL 2022 |  |  | DEER 2024
| CEC-Weekday | CEC-Saturday | CEC-Sunday |  | PNNL-Weekday | PNNL-Saturday | PNNL-Sunday | DEER-Weekday | DEER-Saturday | DEER-OtherDays
1 | 0.05 | 0.05 | 0.05 |  | 0.40948 | 0.16379 | 0.16379 | 0.05 | 0.05 | 0.05
2 | 0.05 | 0.05 | 0.05 |  | 0.40948 | 0.16379 | 0.16379 | 0.05 | 0.05 | 0.05
3 | 0.05 | 0.05 | 0.05 |  | 0.40948 | 0.16379 | 0.16379 | 0.05 | 0.05 | 0.05
4 | 0.05 | 0.05 | 0.05 |  | 0.40948 | 0.16379 | 0.16379 | 0.05 | 0.05 | 0.05
5 | 0.05 | 0.05 | 0.05 |  | 0.40948 | 0.16379 | 0.16379 | 0.05 | 0.05 | 0.05
6 | 0.1 | 0.05 | 0.05 |  | 0.40948 | 0.16379 | 0.16379 | 0.1 | 0.05 | 0.05
7 | 0.1 | 0.1 | 0.05 |  | 0.47975 | 0.16379 | 0.16379 | 0.1 | 0.1 | 0.05
8 | 0.3 | 0.1 | 0.05 |  | 0.47975 | 0.16379 | 0.16379 | 0.3 | 0.1 | 0.05
9 | 0.9 | 0.3 | 0.05 |  | 0.95951 | 0.16379 | 0.16379 | 0.9 | 0.3 | 0.05
10 | 0.9 | 0.3 | 0.05 |  | 0.95951 | 0.16379 | 0.16379 | 0.9 | 0.3 | 0.05
11 | 0.9 | 0.3 | 0.05 |  | 0.95951 | 0.16379 | 0.16379 | 0.9 | 0.3 | 0.05
12 | 0.9 | 0.3 | 0.05 |  | 0.95951 | 0.16379 | 0.16379 | 0.9 | 0.3 | 0.05
13 | 0.9 | 0.15 | 0.05 |  | 0.90193 | 0.16379 | 0.16379 | 0.9 | 0.15 | 0.05
14 | 0.9 | 0.15 | 0.05 |  | 0.95951 | 0.16379 | 0.16379 | 0.9 | 0.15 | 0.05
15 | 0.9 | 0.15 | 0.05 |  | 0.95951 | 0.16379 | 0.16379 | 0.9 | 0.15 | 0.05
16 | 0.9 | 0.15 | 0.05 |  | 0.95951 | 0.16379 | 0.16379 | 0.9 | 0.15 | 0.05
17 | 0.9 | 0.15 | 0.05 |  | 0.95951 | 0.16379 | 0.16379 | 0.9 | 0.15 | 0.05
18 | 0.5 | 0.05 | 0.05 |  | 0.47975 | 0.16379 | 0.16379 | 0.5 | 0.05 | 0.05
19 | 0.3 | 0.05 | 0.05 |  | 0.1919 | 0.16379 | 0.16379 | 0.3 | 0.05 | 0.05
20 | 0.3 | 0.05 | 0.05 |  | 0.1919 | 0.16379 | 0.16379 | 0.3 | 0.05 | 0.05
21 | 0.2 | 0.05 | 0.05 |  | 0.1919 | 0.16379 | 0.16379 | 0.2 | 0.05 | 0.05
22 | 0.2 | 0.05 | 0.05 |  | 0.1919 | 0.16379 | 0.16379 | 0.2 | 0.05 | 0.05
23 | 0.1 | 0.05 | 0.05 |  | 0.1919 | 0.16379 | 0.16379 | 0.1 | 0.05 | 0.05
24 | 0.05 | 0.05 | 0.05 |  | 0.16379 | 0.16379 | 0.16379 | 0.05 | 0.05 | 0.05
| 10.5 | 2.8 | 1.2 |  | 13.5974 | 3.931 | 3.931 | 10.5 | 2.8 | 1.2
14.5
DEER 2024 (Old model rebuilt in E+)
Schedule:Compact,
EL1
Interval,
12/31,
SummerDesignDay,
24:00,1.0,
WinterDesignDay,
24:00,0.0,
Weekdays,
05:00,0.05,
07:00,0.10,
08:00,0.30,
17:00,0.90,
18:00,0.50,
20:00,0.30,
22:00,0.20,
23:00,0.10,
24:00,0.05,
Saturday,
06:00,0.05,
08:00,0.10,
12:00,0.30,
17:00,0.15,
24:00,0.05,
AllOtherDays,
24:00,0.05;
PNNL 2022
Schedule:Compact,
BLDG_EQUIP_SCH, !- Name
Fraction, !- Schedule Type Limits Name
Through: 12/31, !- Field 1
For: WeekDays, !- Field 2
Until: 6:00,0.4094775565,!- Field 3
Until: 8:00,0.4797526335,!- Field 5
Until: 12:00,0.959505267,!- Field 7
Until: 13:00,0.90193495098, !- Field 9
Until: 17:00,0.959505267,!- Field 11
Until: 18:00,0.4797526335, !- Field 13
Until: 23:00,0.1919010534, !- Field 15
Until: 24:00,0.1637910226, !- Field 17
For: Weekends, !- Field 19
Until: 24:00,0.1637910226, !- Field 20
For: Holiday, !- Field 22
Until: 24:00,0.1637910226, !- Field 23
For: WinterDesignDay, !- Field 25
Until: 24:00,0.0, !- Field 26
For: SummerDesignDay, !- Field 28
Until: 24:00,1.0, !- Field 29
For: CustomDay1, !- Field 31
Until: 24:00,0.0, !- Field 32
For: CustomDay2, !- Field 34
Until: 24:00,0.0; !- Field 35
CBECC 2023
Schedule:Day:Interval, |  | Schedule:Day:Interval, |  |  | Schedule:Day:Interval,
OfficeReceptacleWD, |  | OfficeReceptacleSat, |  |  | OfficeReceptacleSun,
Fraction, |  | Fraction, |  |  | Fraction,
No, |  | No, |  |  | No,
01:00, |  | 01:00, |  |  | 01:00,
0.05, |  | 0.05, |  |  | 0.05,
02:00, |  | 02:00, |  |  | 02:00,
0.05, |  | 0.05, |  |  | 0.05,
03:00, |  | 03:00, |  |  | 03:00,
0.05, |  | 0.05, |  |  | 0.05,
04:00, |  | 04:00, |  |  | 04:00,
0.05, |  | 0.05, |  |  | 0.05,
05:00, |  | 05:00, |  |  | 05:00,
0.05, |  | 0.05, |  |  | 0.05,
06:00, |  | 06:00, |  |  | 06:00,
0.1, |  | 0.05, |  |  | 0.05,
07:00, |  | 07:00, |  |  | 07:00,
0.1, |  | 0.1, |  |  | 0.05,
08:00, |  | 08:00, |  |  | 08:00,
0.3, |  | 0.1, |  |  | 0.05,
09:00, |  | 09:00, |  |  | 09:00,
0.9, |  | 0.3, |  |  | 0.05,
10:00, |  | 10:00, |  |  | 10:00,
0.9, |  | 0.3, |  |  | 0.05,
11:00, |  | 11:00, |  |  | 11:00,
0.9, |  | 0.3, |  |  | 0.05,
12:00, |  | 12:00, |  |  | 12:00,
0.9, |  | 0.3, |  |  | 0.05,
13:00, |  | 13:00, |  |  | 13:00,
0.9, |  | 0.15, |  |  | 0.05,
14:00, |  | 14:00, |  |  | 14:00,
0.9, |  | 0.15, |  |  | 0.05,
15:00, |  | 15:00, |  |  | 15:00,
0.9, |  | 0.15, |  |  | 0.05,
16:00, |  | 16:00, |  |  | 16:00,
0.9, |  | 0.15, |  |  | 0.05,
17:00, |  | 17:00, |  |  | 17:00,
0.9, |  | 0.15, |  |  | 0.05,
18:00, |  | 18:00, |  |  | 18:00,
0.5, |  | 0.05, |  |  | 0.05,
19:00, |  | 19:00, |  |  | 19:00,
0.3, |  | 0.05, |  |  | 0.05,
20:00, |  | 20:00, |  |  | 20:00,
0.3, |  | 0.05, |  |  | 0.05,
21:00, |  | 21:00, |  |  | 21:00,
0.2, |  | 0.05, |  |  | 0.05,
22:00, |  | 22:00, |  |  | 22:00,
0.2, |  | 0.05, |  |  | 0.05,
23:00, |  | 23:00, |  |  | 23:00,
0.1, |  | 0.05, |  |  | 0.05,
24:00, |  | 24:00, |  |  | 24:00,
0.05; |  | 0.05; |  |  | 0.05;

## Schedules
Schedules - OfficeSmall
Schedule | Source | Zone | Type | Hour
|  |  |  | 1 | 2 | 3 | 4 | 5 | 6 | 7 | 8 | 9 | 10 | 11 | 12 | 13 | 14 | 15 | 16 | 17 | 18 | 19 | 20 | 21 | 22 | 23 | 24
Occupancy | T24 2022 - Appendix 5.4A | Office Zones | Weekday | 0 | 0 | 0 | 0 | 0 | 0 | 0.1 | 0.2 | 0.95 | 0.95 | 0.95 | 0.95 | 0.5 | 0.95 | 0.95 | 0.95 | 0.95 | 0.3 | 0.1 | 0.1 | 0.1 | 0.1 | 0.05 | 0
|  |  | Saturday | 0 | 0 | 0 | 0 | 0 | 0 | 0.1 | 0.1 | 0.3 | 0.3 | 0.3 | 0.3 | 0.1 | 0.1 | 0.1 | 0.1 | 0.1 | 0.05 | 0.05 | 0 | 0 | 0 | 0 | 0
|  |  | Sunday | 0 | 0 | 0 | 0 | 0 | 0 | 0.05 | 0.05 | 0.05 | 0.05 | 0.05 | 0.05 | 0.05 | 0.05 | 0.05 | 0.05 | 0.05 | 0.05 | 0 | 0 | 0 | 0 | 0 | 0
Lighting | T24 2022 - Appendix 5.4A | Office Zones | Weekday | 0.05 | 0.05 | 0.05 | 0.05 | 0.05 | 0.1 | 0.1 | 0.3 | 0.65 | 0.65 | 0.65 | 0.65 | 0.65 | 0.65 | 0.65 | 0.65 | 0.65 | 0.35 | 0.3 | 0.3 | 0.2 | 0.2 | 0.1 | 0.05
|  |  | Saturday | 0.05 | 0.05 | 0.05 | 0.05 | 0.05 | 0.05 | 0.1 | 0.1 | 0.3 | 0.3 | 0.3 | 0.3 | 0.15 | 0.15 | 0.15 | 0.15 | 0.15 | 0.05 | 0.05 | 0.05 | 0.05 | 0.05 | 0.05 | 0.05
|  |  | Sunday | 0.05 | 0.05 | 0.05 | 0.05 | 0.05 | 0.05 | 0.05 | 0.05 | 0.05 | 0.05 | 0.05 | 0.05 | 0.05 | 0.05 | 0.05 | 0.05 | 0.05 | 0.05 | 0.05 | 0.05 | 0.05 | 0.05 | 0.05 | 0.05
Equipmet (Plug load) | T24 2022 - Appendix 5.4A | Office | Weekday | 0.05 | 0.05 | 0.05 | 0.05 | 0.05 | 0.1 | 0.1 | 0.3 | 0.9 | 0.9 | 0.9 | 0.9 | 0.9 | 0.9 | 0.9 | 0.9 | 0.9 | 0.5 | 0.3 | 0.3 | 0.2 | 0.2 | 0.1 | 0.05
|  |  | Saturday | 0.05 | 0.05 | 0.05 | 0.05 | 0.05 | 0.05 | 0.1 | 0.1 | 0.3 | 0.3 | 0.3 | 0.3 | 0.15 | 0.15 | 0.15 | 0.15 | 0.15 | 0.05 | 0.05 | 0.05 | 0.05 | 0.05 | 0.05 | 0.05
|  |  | Sunday | 0.05 | 0.05 | 0.05 | 0.05 | 0.05 | 0.05 | 0.05 | 0.05 | 0.05 | 0.05 | 0.05 | 0.05 | 0.05 | 0.05 | 0.05 | 0.05 | 0.05 | 0.05 | 0.05 | 0.05 | 0.05 | 0.05 | 0.05 | 0.05
Operating Schedule
System Capacity fraction | Developed based on CEC and CEUS | Office Zones | Weekday | 0 | 0 | 0 | 0 | 0 | 0 | 0.2 | 0.7 | 1 | 1 | 1 | 1 | 1 | 1 | 1 | 1 | 1 | 0.7 | 0.5 | 0.3 | 0.2 | 0.2 | 0 | 0
|  |  | Saturday | 0 | 0 | 0 | 0 | 0 | 0 | 0.1 | 0.1 | 0.5 | 0.5 | 0.5 | 0.5 | 0.1 | 0.1 | 0.1 | 0.1 | 0.1 | 0.05 | 0.005 | 0 | 0 | 0 | 0 | 0
Alternative HVAC System Operating
Alternative HVAC System Operating | Developed based on CEC schedules and CEUS operating hours | Office Closed Zones | Weekday | 0 | 0 | 0 | 0 | 0 | 0 | 0 | 1 | 1 | 1 | 1 | 1 | 1 | 1 | 1 | 1 | 1 | 1 | 0 | 0 | 0 | 0 | 0 | 0
|  |  | Saturday | 0 | 0 | 0 | 0 | 0 | 0 | 0 | 0 | 1 | 1 | 1 | 1 | 0 | 0 | 0 | 0 | 0 | 0 | 0 | 0 | 0 | 0 | 0 | 0
|  |  | Otherday | 0 | 0 | 0 | 0 | 0 | 0 | 0 | 0 | 0 | 0 | 0 | 0 | 0 | 0 | 0 | 0 | 0 | 0 | 0 | 0 | 0 | 0 | 0 | 0
|  | Office Open Zones | Weekday | 0 | 0 | 0 | 0 | 0 | 0 | 1 | 1 | 1 | 1 | 1 | 1 | 1 | 1 | 1 | 1 | 1 | 1 | 1 | 1 | 1 | 1 | 0 | 0
|  |  | Saturday | 0 | 0 | 0 | 0 | 0 | 0 | 0 | 0 | 0 | 0 | 0 | 0 | 0 | 0 | 0 | 0 | 0 | 0 | 0 | 0 | 0 | 0 | 0 | 0
|  |  | Otherday | 0 | 0 | 0 | 0 | 0 | 0 | 0 | 0 | 0 | 0 | 0 | 0 | 0 | 0 | 0 | 0 | 0 | 0 | 0 | 0 | 0 | 0 | 0 | 0
Background Data [To be deleted prior to publication] | bar: Hour 1
Equipment | PNNL | Office Zones | Weekday | 0.40948 | 0.40948 | 0.40948 | 0.40948 | 0.40948 | 0.40948 | 0.47975 | 0.47975 | 0.95951 | 0.95951 | 0.95951 | 0.95951 | 0.90193 | 0.95951 | 0.95951 | 0.95951 | 0.95951 | 0.47975 | 0.1919 | 0.1919 | 0.1919 | 0.1919 | 0.1919 | 0.16379
|  |  | Saturday | 0.16379 | 0.16379 | 0.16379 | 0.16379 | 0.16379 | 0.16379 | 0.16379 | 0.16379 | 0.16379 | 0.16379 | 0.16379 | 0.16379 | 0.16379 | 0.16379 | 0.16379 | 0.16379 | 0.16379 | 0.16379 | 0.16379 | 0.16379 | 0.16379 | 0.16379 | 0.16379 | 0.16379
|  |  | Sunday | 0.16379 | 0.16379 | 0.16379 | 0.16379 | 0.16379 | 0.16379 | 0.16379 | 0.16379 | 0.16379 | 0.16379 | 0.16379 | 0.16379 | 0.16379 | 0.16379 | 0.16379 | 0.16379 | 0.16379 | 0.16379 | 0.16379 | 0.16379 | 0.16379 | 0.16379 | 0.16379 | 0.16379

## Energy Usage
Energy Consumption - OfficeSmall
Prototype | CZ | Total Floorspace (Thousand of ft2) | Electric Energy Intensity (kWh/ft2) | Annual Gas Intensity (kBTU/ft2)
OfficeSmall | 1 | 12266.1141 | 9.7742 | 16.6463
| 2 | 27043.8385 | 7.4966 | 19.1059
| 3 | 84713.7444 | 8.6156 | 25.4764
| 4 | 41709.9712 | 8.8471 | 24.6022
| 5 | 11346.8629 | 6.731 | 36.3117
| 6 | 58977.8863 | 8.0132 | 11.7948
| 7 | 54998.9422 | 10.614 | 23.1979
| 8 | 86412.5537 | 7.8985 | 10.9362
| 9 | 113686.8368 | 8.3051 | 17.6656
| 10 | 79022.5542 | 9.0103 | 14.4978
| 11 | 37487.5351 | 11.1228 | 17.21
| 12 | 150208.5373 | 10.5318 | 18.0923
| 13 | 50088.7417 | 10.5994 | 14.8004
| 14 | 17714.0313 | 7.6525 | 13.4128
| 15 | 41832.5543 | 8.9961 | 7.0823
| 16 | 74949.9935 | 9.3328 | 15.4871
Ref: CEUS 2022 Report
And converted FZ level data to CZ level
Background Data [To be deleted prior to publication]
Building-type | Planning Area | Floorspace (ksqft) | Electric Energy Intensity (kWh/sqft) | Electricity Usage (GWh) | Percent of Total | Annual Gas Intensity (kBTU/ft2) | Gas Usage (Therms) | Percent of Therms
Office, Small | Statewide | 729220.6429 | 8.9108 | 6497.9293 | 6.947% | 18.4127 | 134268858.3189 | 5.967%
Office, Small | FCZ1 | 119595.5776 | 9.1607 | 1095.5807 | 5.112% | 22.8529 | 27331076.8434 | 6.133%
Office, Small | FCZ2 | 33616.997 | 7.4854 | 251.6359 | 9.627% | 19.118 | 6426897.9091 | 9.685%
Office, Small | FCZ3 | 9405.1639 | 12.2478 | 115.1927 | 13.49% | 28.2865 | 2660392.7332 | 15.55%
Office, Small | FCZ4 | 45237.8174 | 10.2381 | 463.1475 | 8.697% | 12.1512 | 5496954.8477 | 5.829%
Office, Small | FCZ5 | 43153.1055 | 11.1201 | 479.8668 | 8.515% | 15.1928 | 6556179.8848 | 6.967%
Office, Small | FCZ6 | 34954.825 | 6.7295 | 235.2296 | 10.09% | 36.4148 | 12728730.9275 | 16.68%
Office, Small | FCZ7 | 168128.0774 | 7.4809 | 1257.7502 | 6.468% | 10.4627 | 17590769.119 | 3.302%
Office, Small | FCZ8 | 24229.8711 | 7.0998 | 172.0269 | 8.293% | 9.9915 | 2420917.8031 | 4.093%
Office, Small | FCZ9 | 11692.4715 | 8.278 | 96.7898 | 7.394% | 13.051 | 1525983.122 | 5.307%
Office, Small | FCZ10 | 33664.068 | 7.4908 | 252.1703 | 4.752% | 15.5313 | 5228482.7789 | 4.02%
Office, Small | FCZ11 | 35588.1912 | 8.9209 | 317.4788 | 7.214% | 6.7586 | 2405260.6733 | 2.306%
Office, Small | FCZ12c | 66439.5525 | 10.7565 | 714.6554 | 10.32% | 24.2601 | 16118298.1771 | 8.124%
Office, Small | FCZ12i | 21127.5797 | 10.1661 | 214.7859 | 7.938% | 19.8576 | 4195435.2736 | 7.714%
Office, Small | FCZ13 | 29100.3243 | 10.4593 | 304.3703 | 7.134% | 28.2419 | 10874612.0991 | 12.15%
Office, Small | FCZ16 | 38649.9531 | 10.3339 | 399.4066 | 5.739% | 12.2524 | 10915477.8402 | 5.086%
Office, Small | FCZ17 | 14637.0677 | 8.7341 | 127.842 | 6.566% | 37.3694 | 1793388.2869 | 4.017%
Office, Small
|  | Floor Stock (kft2) |  |  |  | Annual Electric Usage (GWh) |  |  |  | Annual Gas Usage (MTherms) |  |  | Annual Electric Intensity (kWh/ft2) |  |  | Annual Gas Intensity (kBTU/ft2) |  |  | Annual Gas Intensity (kBTU/ft2)
Planning Area & Forecast Zone | Building Type | Participating Utilities Only | Nonparticipating Utilities | Total |  | Participating Utilities Only | Nonparticipating Utilities | Total |  | Participating Utilities Only | Nonparticipating Utilities | Total | Participating Utilities Only | Nonparticipating Utilities | Total | Participating Utilities Only | Nonparticipating Utilities | Total | Participating Utilities Only | Nonparticipating Utilities | Total
Statewide | Office, Small | 670485.3266 | 58735.3163 | 729220.6429 |  | 5984.2374 | 513.6919 | 6497.9293 |  | 125.3133 | 8.9555 | 134.2689 | 8.9252 | 8.7459 | 8.9108 | 18.6899 | 15.4769 | 18.4127 | 18.6899 | 15.2473 | 18.4127
FCZ1 | Office, Small | 97897.9634 | 21697.6141 | 119595.5776 |  | 896.8151 | 198.7656 | 1095.5807 |  | 22.3725 | 4.9585 | 27.3311 | 9.1607 | 9.1607 | 9.1607 | 22.8529 | 22.8529 | 22.8529 | 22.8529 | 22.8529 | 22.8529
FCZ2 | Office, Small | 31544.7817 | 2072.2154 | 33616.997 |  | 236.1246 | 15.5113 | 251.6359 |  | 6.0307 | 0.39617 | 6.4269 | 7.4854 | 7.4854 | 7.4854 | 19.118 | 19.118 | 19.118 | 19.118 | 19.118 | 19.118
FCZ3 | Office, Small | 9125.8806 | 279.2833 | 9405.1639 |  | 111.7721 | 3.4206 | 115.1927 |  | 2.5814 | 0.079 | 2.6604 | 12.2478 | 12.2478 | 12.2478 | 28.2865 | 28.2865 | 28.2865 | 28.2865 | 28.2865 | 28.2865
FCZ4 | Office, Small | 38145.1802 | 7092.6372 | 45237.8174 |  | 390.5326 | 72.6148 | 463.1475 |  | 4.6351 | 0.86184 | 5.497 | 10.2381 | 10.2381 | 10.2381 | 12.1512 | 12.1512 | 12.1512 | 12.1512 | 12.1512 | 12.1512
FCZ5 | Office, Small | 43068.6356 | 84.4699 | 43153.1055 |  | 478.9275 | 0.93931 | 479.8668 |  | 6.5433 | 0.012833 | 6.5562 | 11.1201 | 11.1201 | 11.1201 | 15.1928 | 15.1928 | 15.1928 | 15.1928 | 15.1928 | 15.1928
FCZ6 | Office, Small | 34382.498 | 572.327 | 34954.825 |  | 231.3781 | 3.8515 | 235.2296 |  | 12.5203 | 0.20841 | 12.7287 | 6.7295 | 6.7295 | 6.7295 | 36.4148 | 36.4148 | 36.4148 | 36.4148 | 36.4148 | 36.4148
FCZ7 | Office, Small | 154214.4222 | 13913.6553 | 168128.0774 |  | 1153.6634 | 104.0867 | 1257.7502 |  | 16.135 | 1.4557 | 17.5908 | 7.4809 | 7.4809 | 7.4809 | 10.4627 | 10.4627 | 10.4627 | 10.4627 | 10.4627 | 10.4627
FCZ8 | Office, Small | 24229.8711 | 0 | 24229.8711 |  | 172.0269 | 0 | 172.0269 |  | 2.4209 | 0 | 2.4209 | 7.0998 | na | 7.0998 | 9.9915 | na | 9.9915 | 9.9915 | na | 9.9915
FCZ9 | Office, Small | 11692.4715 | 0 | 11692.4715 |  | 96.7898 | 0 | 96.7898 |  | 1.526 | 0 | 1.526 | 8.278 | na | 8.278 | 13.051 | na | 13.051 | 13.051 | na | 13.051
FCZ10 | Office, Small | 32492.2018 | 1171.8661 | 33664.068 |  | 243.3921 | 8.7782 | 252.1703 |  | 5.0465 | 0.18201 | 5.2285 | 7.4908 | 7.4908 | 7.4908 | 15.5313 | 15.5313 | 15.5313 | 15.5313 | 15.5313 | 15.5313
FCZ11 | Office, Small | 23736.9431 | 11851.248 | 35588.1912 |  | 211.755 | 105.7238 | 317.4788 |  | 1.6043 | 0.80098 | 2.4053 | 8.9209 | 8.9209 | 8.9209 | 6.7586 | 6.7586 | 6.7586 | 6.7586 | 6.7586 | 6.7586
FCZ12c | Office, Small | 66439.5525 | 0 | 66439.5525 |  | 714.6554 | 0 | 714.6554 |  | 16.1183 | 0 | 16.1183 | 10.7565 | na | 10.7565 | 24.2601 | na | 24.2601 | 24.2601 | na | 24.2601
FCZ12i | Office, Small | 21127.5797 | 0 | 21127.5797 |  | 214.7859 | 0 | 214.7859 |  | 4.1954 | 0 | 4.1954 | 10.1661 | na | 10.1661 | 19.8576 | na | 19.8576 | 19.8576 | na | 19.8576
FCZ13 | Office, Small | 29100.3243 | 0 | 29100.3243 |  | 304.3703 | 0 | 304.3703 |  | 10.8746 | 0 | 10.8746 | 10.4593 | na | 10.4593 | 37.3694 | na | 37.3694 | 37.3694 | na | 37.3694
FCZ16 | Office, Small | 38649.9531 | 0 | 38649.9531 |  | 399.4066 | 0 | 399.4066 |  | 10.9155 | 0 | 10.9155 | 10.3339 | na | 10.3339 | 28.2419 | na | 28.2419 | 28.2419 | na | 28.2419
FCZ17 | Office, Small | 14637.0677 | 0 | 14637.0677 |  | 127.842 | 0 | 127.842 |  | 1.7934 | 0 | 1.7934 | 8.7341 | na | 8.7341 | 12.2524 | na | 12.2524 | 12.2524 | na | 12.2524
Statewide | Office, Small | 670485.3266 | 58735.3163 | 729220.6429 |  | 5984.2374 | 513.6919 | 6497.9293 |  | 125.3133 | 8.9555 | 134.2689 | 8.9252 | 8.7459 | 8.9108 | 18.6899 | 15.4769 | 18.4127 | 18.6899 | 15.2473 | 18.4127
End Use | Planning Are | Sector | Percent Floorspace with End Use | Electric Fuel Share | Gas Fuel Share | Other Fuel Share | Saturation (Elect) | Saturations (Gas) | Saturations (Other Fuels) | <= The saturations here are the % of total floorspace with for each combination of end-use and fuel type.
Air Compressors | Statewide | Office, Small | 15.53% | NA | NA | NA | 15.53% | 0% | 0%
Cooking, Major | Statewide | Office, Small | 0.4289% | 37.36% | 62.22% | 0.4119% | 0.1603% | 0.2669% | 0.001767%
Cooking, Minor | Statewide | Office, Small | 94.91% | 99.06% | 0.9397% | 0% | 94.02% | 0.8919% | 0%
Cooling | Statewide | Office, Small | 89.97% | 99.95% | 0.03523% | 0.01201% | 89.93% | 0.0317% | 0.0108%
Exterior Lighting | Statewide | Office, Small | 66.3% | NA | NA | NA | 66.3% | 0% | 0%
Freezers, Commercial | Statewide | Office, Small | 5.974% | NA | NA | NA | 5.974% | 0% | 0%
Frozen Floor Space | Statewide | Office, Small | 0.03089% | NA | NA | NA | 0.03089% | 0% | 0%
Heating | Statewide | Office, Small | 91.16% | 43.38% | 55.53% | 1.095% | 39.54% | 50.62% | 0.9982% |  | 43=40/(40+51+1)
Miscellaneous | Statewide | Office, Small | 93.41% | NA | NA | NA | 93.41% | 0% | 0%
Motors | Statewide | Office, Small | 12.78% | NA | NA | NA | 12.78% | 0% | 0%
Office Equipment | Statewide | Office, Small | 100% | NA | NA | NA | 100% | 0% | 0%
Refrigerated Floor Space | Statewide | Office, Small | 0.009426% | NA | NA | NA | 0.009426% | 0% | 0%
Refrigerators, Commercial | Statewide | Office, Small | 84.56% | NA | NA | NA | 84.56% | 0% | 0%
Refrigerators, Residential | Statewide | Office, Small | 92.63% | NA | NA | NA | 92.63% | 0% | 0%
Ventilation | Statewide | Office, Small | 93.07% | NA | NA | NA | 93.07% | 0% | 0%
Water Heating | Statewide | Office, Small | 92.75% | 49.93% | 49.12% | 0.9491% | 46.31% | 45.56% | 0.8803%
Utility & Forecast Zone | Building Type |  | Pre-1978 | 1978-1997 | 1998-2007 | 2008-2017 | 2018 | Year-Built Not Available
Statewide | Office, Small | Gas | 39.51% | 26.43% | 15.46% | 9.386% | 0% | 9.217%
1 | Office, Small | Gas | 38.63% | 15.43% | 14.37% | 26.43% | 0% | 5.144%
2 | Office, Small | Gas | 44.3% | 30.62% | 14.13% | 6.289% | 0% | 4.664%
3 | Office, Small | Gas | 42.1% | 26.19% | 16.45% | 3.275% | 0% | 11.98%
4 | Office, Small | Gas | 10.8% | 31.17% | 47.61% | 5.425% | 0% | 4.99%
5 | Office, Small | Gas | 22.76% | 37.81% | 22.08% | 12.03% | 0% | 5.32%
6 | Office, Small | Gas | 33.76% | 14.06% | 19.78% | 1.255% | 0% | 31.14%
7 | Office, Small | Gas | 58.54% | 23.51% | 3.71% | 0.8445% | 0% | 13.4%
8 | Office, Small | Gas | 28.1% | 39.4% | 11.83% | 7.012% | 0% | 13.67%
9 | Office, Small | Gas | 14.87% | 23.01% | 27.81% | 12.04% | 0% | 22.27%
10 | Office, Small | Gas | 31.5% | 20.22% | 22.95% | 6.257% | 0% | 19.07%
11 | Office, Small | Gas | 42.2% | 15.52% | 18.17% | 6.39% | 0% | 17.72%
12c | Office, Small | Gas | 46.4% | 31.19% | 11.9% | 9.033% | 0% | 1.484%
12i | Office, Small | Gas | 31.29% | 43.82% | 4.71% | 6.68% | 0% | 13.5%
13 | Office, Small | Gas | 32.77% | 29.31% | 28.12% | 6.705% | 0.002414% | 3.098%
16 | Office, Small | Gas | 45.18% | 47.84% | 6.606% | 0% | 0.002414% | 0.374%
17 | Office, Small | Gas | 55.52% | 26.37% | 0% | 10.82% | 0.002414% | 7.291%
Utility & Forecast Zone | Building Type |  | Pre-1978 | 1978-1997 | 1998-2007 | 2008-2017 | 2018 | Year-Built Not Available
Statewide | Office, Small | Elec | 35.9% | 32.14% | 15.43% | 6.26% | 0.02232% | 10.25%
1 | Office, Small | Elec | 45.23% | 29.57% | 10.15% | 6.305% | 0% | 8.749%
2 | Office, Small | Elec | 36.15% | 36.91% | 15.94% | 6.388% | 0% | 4.609%
3 | Office, Small | Elec | 34.03% | 29.83% | 17.26% | 8.03% | 0% | 10.85%
4 | Office, Small | Elec | 10.03% | 32.47% | 45.12% | 4.515% | 0% | 7.868%
5 | Office, Small | Elec | 21.54% | 30.3% | 23.92% | 17.88% | 0% | 6.352%
6 | Office, Small | Elec | 30.27% | 32.86% | 8.135% | 5.906% | 0% | 22.83%
7 | Office, Small | Elec | 48.35% | 27.79% | 7.25% | 3.285% | 0.1153% | 13.21%
8 | Office, Small | Elec | 23.55% | 54.3% | 7.566% | 8.581% | 0% | 6.003%
9 | Office, Small | Elec | 21.81% | 21.84% | 19.02% | 11.07% | 0% | 26.27%
10 | Office, Small | Elec | 16.81% | 38.55% | 23.79% | 6.999% | 0% | 13.84%
11 | Office, Small | Elec | 16.56% | 28% | 29.46% | 9.732% | 0% | 16.25%
12c | Office, Small | Elec | 23.88% | 47.37% | 13.99% | 6.674% | 0% | 8.081%
12i | Office, Small | Elec | 30.49% | 30.47% | 12.63% | 2.558% | 0% | 23.86%
13 | Office, Small | Elec | 30.89% | 37.77% | 20.4% | 6.705% | 0% | 4.241%
16 | Office, Small | Elec | 75.65% | 17.54% | 5.738% | 0% | 0% | 1.076%
17 | Office, Small | Elec | 69.45% | 19.84% | 0% | 2.213% | 0% | 8.497%
Note on A1: [Threaded comment] Your version of Excel allows you to read this threaded comment; however, any edits to it will get removed if the file is opened in a newer version of Excel. Learn more: https://go.microsoft.com/fwlink/?linkid=870924 Comment: Is this for a specific vintage or NC? Reply: No. This is for the whole small office buildings (Extracted from CEUS data).
Note on C46: Weighted & scaled to 2022 economy
Note on G46: Weighted & scaled to 2022 economy
Note on K46: Weighted & scaled to 2022 economy
Note on S46: Mohsen Abrishami: Reported in Appdx K
Note on H70: The saturations here are the % of total floorspace for each combination of end-use and fuel.
Note on I70: The saturations here are the % of total floorspace for each combination of end-use and fuel.
Note on J70: The saturations here are the % of total floorspace for each combination of end-use and fuel.

## Weights
% of floor area per CZ and vintage bin - OfficeSmall | [8 empty] | % of floor area per CZ and vintage bin - OfficeSmall
Prototype | CZ | Vintage Bin | [6 empty] | Prototype | Vintage Bin | CZ
|  | Pre-1978 | 1978-1997 | 1998-2007 | 2008-2018 | Not available |  |  |  |  | 1 | 2 | 3 | 4 | 5 | 6 | 7 | 8 | 9 | 10 | 11 | 12 | 13 | 14 | 15 | 16
OfficeSmall | 1 | 34.58% | 34.03% | 18.67% | 7.477% | 5.245% | 100% |  | OfficeSmall | Pre-1978 | 1.22% | 3.592% | 11.49% | 5.911% | 1.209% | 7.663% | 4.772% | 13.08% | 17.92% | 5.068% | 2.668% | 12.2% | 3.966% | 1.796% | 1.869% | 5.577% | 100%
| 2 | 46.17% | 33.96% | 12.32% | 5.11% | 2.445% | 100% |  |  | 1978-1997 | 1.326% | 2.916% | 7.84% | 3.79% | 1.138% | 6.7% | 8.382% | 8.135% | 10.06% | 9.707% | 3.918% | 16.49% | 5.138% | 1.781% | 4.752% | 7.928% | 100%
| 3 | 47.14% | 29.14% | 10.44% | 4.01% | 9.274% | 100% |  |  | 1998-2007 | 1.595% | 2.32% | 6.156% | 2.874% | 0.6446% | 2.945% | 3.805% | 3.61% | 3.407% | 10.78% | 7% | 26.01% | 7.875% | 1.993% | 6.835% | 12.14% | 100%
| 4 | 49.26% | 28.61% | 9.897% | 4.065% | 8.164% | 100% |  |  | 2008-2018 | 1.68% | 2.531% | 6.222% | 3.106% | 0.6721% | 4.771% | 3.255% | 4.694% | 8.557% | 11.72% | 4.869% | 17.3% | 8.162% | 1.91% | 9.215% | 11.34% | 100%
| 5 | 37.02% | 31.58% | 8.159% | 3.234% | 20% | 100% |  |  | Not available | 0.7869% | 0.8085% | 9.609% | 4.165% | 2.776% | 5.392% | 5.841% | 9.273% | 12.45% | 10.95% | 3.868% | 11.07% | 5.333% | 2.395% | 6.756% | 8.525% | 100%
| 6 | 45.16% | 35.77% | 7.171% | 4.417% | 7.475% | 100% |  |  | Total | 1.301% | 2.869% | 8.989% | 4.426% | 1.204% | 6.258% | 5.836% | 9.169% | 12.06% | 8.385% | 3.978% | 15.94% | 5.315% | 1.88% | 4.439% | 7.953%
| 7 | 30.16% | 47.99% | 9.935% | 3.231% | 8.684% | 100%
| 8 | 52.62% | 29.64% | 6% | 2.966% | 8.774% | 100%
| 9 | 54.78% | 27.85% | 4.304% | 4.109% | 8.954% | 100%
| 10 | 22.29% | 38.68% | 19.6% | 8.094% | 11.33% | 100%
| 11 | 24.74% | 32.91% | 26.82% | 7.091% | 8.437% | 100%
| 12 | 28.24% | 34.58% | 24.87% | 6.287% | 6.027% | 100%
| 13 | 27.52% | 32.3% | 22.58% | 8.896% | 8.705% | 100%
| 14 | 35.25% | 31.66% | 16.16% | 5.886% | 11.05% | 100%
| 15 | 15.53% | 35.77% | 23.47% | 12.03% | 13.21% | 100%
| 16 | 25.86% | 33.31% | 23.27% | 8.263% | 9.3% | 100%
| Statewide | 39.77% | 33.44% | 13.44% | 4.818% | 8.526%
Ref: CEUS 2022 dataset
Background Data [To be deleted prior to publication]
CEUS 2022
FZ | Building Type | Pre-1978 | 1978-1997 | 1998-2007 | 2008-2017 | 2018 | Year-Built Not Available | Total |  | 2008-2018 | CZ 1: Total floor area of the CA stock (kft2)
Statewide | Office, Small | 39.06% | 32.05% | 13.2% | 4.653% | 0.0468% | 10.99% | 100% |  | 4.7% | CZ 1: 729220.6429
1 | Office, Small | 49.23% | 27.62% | 10.19% | 4.19% | 0% | 8.773% | 100% |  | 4.19% | CZ 1: 119595.5776
2 | Office, Small | 46.17% | 33.78% | 12.29% | 5.038% | 0% | 2.727% | 100% |  | 5.038% | CZ 1: 33616.997
3 | Office, Small | 35.13% | 29.74% | 15.97% | 5.955% | 0% | 13.2% | 100% |  | 5.955% | CZ 1: 9405.1639
4 | Office, Small | 10.54% | 33.09% | 44.09% | 4.576% | 0% | 7.701% | 100% |  | 4.576% | CZ 1: 45237.8174
5 | Office, Small | 27.17% | 34.07% | 22.42% | 8.875% | 0% | 7.452% | 100% |  | 8.875% | CZ 1: 43153.1055
6 | Office, Small | 36.79% | 31.17% | 7.323% | 3.211% | 0% | 21.5% | 100% |  | 3.211% | CZ 1: 34954.825
7 | Office, Small | 49.36% | 27.61% | 6.424% | 2.731% | 0.203% | 13.68% | 100% |  | 2.934% | CZ 1: 168128.0774
8 | Office, Small | 26.93% | 48.4% | 9.788% | 9.046% | 0% | 5.832% | 100% |  | 9.046% | CZ 1: 24229.8711
9 | Office, Small | 26.61% | 24.38% | 23.27% | 8.989% | 0% | 16.75% | 100% |  | 8.989% | CZ 1: 11692.4715
10 | Office, Small | 23.33% | 31.24% | 22.63% | 7.85% | 0% | 14.95% | 100% |  | 7.85% | CZ 1: 33664.068
11 | Office, Small | 15.07% | 31.83% | 23.53% | 12.16% | 0% | 17.41% | 100% |  | 12.16% | CZ 1: 35588.1912
12c | Office, Small | 27.13% | 51.71% | 8.664% | 3.942% | 0% | 8.553% | 100% |  | 3.942% | CZ 1: 66439.5525
12i | Office, Small | 33.1% | 25.23% | 10.31% | 0.6977% | 0% | 30.67% | 100% |  | 0.6977% | CZ 1: 21127.5797
13 | Office, Small | 32.63% | 41.75% | 18.75% | 3.655% | 0% | 3.214% | 100% |  | 3.655% | CZ 1: 29100.3243
16 | Office, Small | 74.89% | 21.23% | 2.464% | 0% | 0% | 1.406% | 100% |  | 0% | CZ 1: 38649.9531
17 | Office, Small | 57.67% | 21.32% | 0% | 6.906% | 0% | 14.11% | 100% |  | 6.906% | CZ 1: 14637.0677
Floor area
Dodge 2023 | STC 7:305,405 Area/Project><25 Constructed after 1967 before 1978 |  |  | 61112.2
| STC 7:305,405 Area/Project><25 Constructed after 1967 |  |  | 297298.7
CEUS 2022 | Total Floor are for small office(<30 ksf) |  |  | 771141.35
| Total Floor area for small office (<30 ksf) Pre-1978 |  |  | 304706.3558 | 39.51%
| Small office (1967-1977)/All Pre 1878 |  |  | 20.06%
CEUS 2022 |  | Conditioned (k SqFt) | [5 empty] | Unconditioned (k SqFt) |  |  | CZ 4: Total
Statewide/ Utility/ FCZ | Building Type | Pre-1978 | 1978-1997 | 1998-2007 | 2008-2018 | Not Available | Total | Pre-1978 | 1978-1997 | 1998-2007 | CZ 1: 2008-2018; CZ 2: Not Available; CZ 3: Total; CZ 4: Pre-1978; CZ 5: 1978-1997; CZ 6: 1998-2007; CZ 7: 2008-2018; CZ 8: Not Available; CZ 9: Total
Statewide | Office, Small | 276678.5094 | 241828.1124 | 95988.8599 | 35630.2995 | 61102.0249 | 711227.8061 | 29971.0802 | 16040.6231 | 7634.2167 | CZ 1: 1514.2893; CZ 2: 4638.4938; CZ 3: 59798.7031; CZ 4: 306649.5896; CZ 5: 257868.7354; CZ 6: 103623.0766; CZ 7: 37144.5888; CZ 8: 65740.5187; CZ 9: 771026.5092
FCZ01 Tot | Office, Small | 53784.8718 | 32999.722 | 10936.7534 | 4585.3403 | 7468.4345 | 109775.1219 | 7268.2041 | 694.3961 | 1204.1481 | CZ 1: 425.8628; CZ 2: 186.1316; CZ 3: 9778.7429; CZ 4: 61053.0759; CZ 5: 33694.1181; CZ 6: 12140.9015; CZ 7: 5011.2031; CZ 8: 7654.5661; CZ 9: 119553.8648
FCZ02 Tot | Office, Small | 13352.8176 | 9647.916 | 3659.6977 | 1714.0383 | 731.3014 | 29105.7709 | 2187.068 | 1767.3587 | 470.9351 | CZ 1: 0; CZ 2: 85.8558; CZ 3: 4511.2176; CZ 4: 15539.8856; CZ 5: 11415.2747; CZ 6: 4130.6328; CZ 7: 1714.0383; CZ 8: 817.1571; CZ 9: 33616.9885
FCZ03 Tot | Office, Small | 3193.2902 | 2796.6371 | 1418.2923 | 560.0588 | 1184.717 | 9152.9953 | 111.0918 | 0 | 83.9181 | CZ 1: 0; CZ 2: 57.1589; CZ 3: 252.1689; CZ 4: 3304.382; CZ 5: 2796.6371; CZ 6: 1502.2104; CZ 7: 560.0588; CZ 8: 1241.8759; CZ 9: 9405.1641
FCZ04 Tot | Office, Small | 4769.6281 | 13172.6073 | 17791.1299 | 2050.2791 | 3043.2603 | 40826.9046 | 0 | 1794.6778 | 2167.3135 | CZ 1: 19.8606; CZ 2: 440.5661; CZ 3: 4422.418; CZ 4: 4769.6281; CZ 5: 14967.2851; CZ 6: 19958.4434; CZ 7: 2070.1397; CZ 8: 3483.8264; CZ 9: 45249.3226
FCZ05 Tot | Office, Small | 11153.2392 | 13330.8801 | 9354.7826 | 3829.8507 | 2977.7772 | 40646.5298 | 811.2778 | 1373.1991 | 322.106 | CZ 1: 0; CZ 2: 0; CZ 3: 2506.5828; CZ 4: 11964.5169; CZ 5: 14704.0791; CZ 6: 9676.8886; CZ 7: 3829.8507; CZ 8: 2977.7772; CZ 9: 43153.1126
FCZ06 Tot | Office, Small | 11881.9367 | 10003.9162 | 2831.2619 | 1071.4579 | 6770.1529 | 32558.7257 | 1071.7011 | 1012.7016 | 18.4667 | CZ 1: 50.8934; CZ 2: 242.3333; CZ 3: 2396.0961; CZ 4: 12953.6378; CZ 5: 11016.6178; CZ 6: 2849.7286; CZ 7: 1122.3513; CZ 8: 7012.4862; CZ 9: 34954.8218
FCZ07 Tot | Office, Small | 79852.4879 | 49086.8184 | 10354.3648 | 5701.2154 | 16153.7214 | 161148.6079 | 3985.9001 | 2093.1092 | 446.0465 | CZ 1: 0; CZ 2: 403.5343; CZ 3: 6928.5901; CZ 4: 83838.388; CZ 5: 51179.9276; CZ 6: 10800.4113; CZ 7: 5701.2154; CZ 8: 16557.2558; CZ 9: 168077.1981
FCZ08 Tot | Office, Small | 6673.1279 | 10968.355 | 2306.1579 | 2050.2475 | 586.4954 | 22584.3837 | 0 | 877.8407 | 65.4541 | CZ 1: 141.5591; CZ 2: 533.1405; CZ 3: 1617.9945; CZ 4: 6673.1279; CZ 5: 11846.1958; CZ 6: 2371.612; CZ 7: 2191.8066; CZ 8: 1119.6359; CZ 9: 24202.3782
FCZ09 Tot | Office, Small | 2791.1654 | 2824.4311 | 2664.3979 | 951.7997 | 1958.5964 | 11190.3905 | 320.2188 | 26.2891 | 56.283 | CZ 1: 99.2948; CZ 2: 0; CZ 3: 502.0858; CZ 4: 3111.3842; CZ 5: 2850.7203; CZ 6: 2720.6809; CZ 7: 1051.0945; CZ 8: 1958.5964; CZ 9: 11692.4763
FCZ10 Tot | Office, Small | 7579.1686 | 10386.011 | 7421.6188 | 2642.6378 | 3481.0139 | 31510.4502 | 336.4407 | 681.7303 | 795.9888 | CZ 1: 0; CZ 2: 339.4477; CZ 3: 2153.6075; CZ 4: 7915.6093; CZ 5: 11067.7413; CZ 6: 8217.6077; CZ 7: 2642.6378; CZ 8: 3820.4616; CZ 9: 33664.0576
FCZ11 Tot | Office, Small | 5363.5935 | 12676.2904 | 7990.6575 | 4097.6866 | 4780.4586 | 34908.6866 | 0 | 64.8924 | 385.0221 | CZ 1: 229.5883; CZ 2: 0; CZ 3: 679.5028; CZ 4: 5363.5935; CZ 5: 12741.1828; CZ 6: 8375.6796; CZ 7: 4327.2749; CZ 8: 4780.4586; CZ 9: 35588.1895
FCZ12c Tot | Office, Small | 15294.6456 | 33670.86 | 6158.0383 | 2245.6254 | 2607.6682 | 59976.8376 | 3368.2914 | 2076.6406 | 362.9596 | CZ 1: 436.235; CZ 2: 218.5892; CZ 3: 6462.7158; CZ 4: 18662.937; CZ 5: 35747.5006; CZ 6: 6520.9979; CZ 7: 2681.8604; CZ 8: 2826.2574; CZ 9: 66439.5534
FCZ12i Tot | Office, Small | 6659.289 | 5920.1396 | 2160.3567 | 143.2159 | 3679.7168 | 18562.7181 | 1088.5205 | 355.3802 | 18.0884 | CZ 1: 4.1885; CZ 2: 1098.6842; CZ 3: 2564.8619; CZ 4: 7747.8096; CZ 5: 6275.5198; CZ 6: 2178.4451; CZ 7: 147.4044; CZ 8: 4778.4011; CZ 9: 21127.58
FCZ13 Tot | Office, Small | 8736.9077 | 10325.8157 | 4770.6935 | 1039.1204 | 501.9135 | 25374.4509 | 957.2899 | 1894.5277 | 822.4761 | CZ 1: 24.4871; CZ 2: 27.0852; CZ 3: 3725.866; CZ 4: 9694.1976; CZ 5: 12220.3434; CZ 6: 5593.1696; CZ 7: 1063.6076; CZ 8: 528.9987; CZ 9: 29100.3169
FCZ16 Tot | Office, Small | 22110.9596 | 8207.2074 | 952.5201 | 0 | 543.4749 | 31814.162 | 6835.7912 | 0 | 0 | CZ 1: 0; CZ 2: 0; CZ 3: 6835.7912; CZ 4: 28946.7507; CZ 5: 8207.2074; CZ 6: 952.5201; CZ 7: 0; CZ 8: 543.4749; CZ 9: 38649.9531
FCZ17 Tot | Office, Small | 8440.6119 | 2664.2701 | 0 | 1010.7948 | 1311.7005 | 13427.3773 | 0 | 455.8808 | 0 | CZ 1: 0; CZ 2: 753.8096; CZ 3: 1209.6904; CZ 4: 8440.6119; CZ 5: 3120.1509; CZ 6: 0; CZ 7: 1010.7948; CZ 8: 2065.5101; CZ 9: 14637.0677
Note on A1: [Threaded comment] Your version of Excel allows you to read this threaded comment; however, any edits to it will get removed if the file is opened in a newer version of Excel. Learn more: https://go.microsoft.com/fwlink/?linkid=870924 Comment: Is there a table to see the % floor area for each CZ for each vintage year? Reply: We don't have data per year. But, another table has been added to show the % per CZ for each vintage bin.

## PV
PV - TBD

## EV Charger
EV Charger - OfficeSmall (TBD)
According To CEUS 2022 and their survey around 2018-2020, almost 92% of small office buildings have no EV charger
Background Data [To be deleted prior to publication]
CEUS 2022 (Base on Survey 2018) | [7 empty] | The data presented in this worksheet represents the projected number of EV charger ports, or the number of cars that can be charged at the same time, for the year 2022 (last year of CEUC)
|  |  | Has EV Chargers |  |  |  |  | Level 1, 120 volt Charger (No. ports/SqFT) | [8 empty] | Level 2, 240 volt Charger (No. ports/SqFT) | [8 empty] | Level 3, DC fast (No. ports/SqFT) | [8 empty] | Charger Type Unkown (No. ports/SqFT) | [8 empty] | All Chargers Totals (No. ports/SqFT)
Calculation Method | Statewide/ Utility/ FCZ | Building Type | No | Yes | Total | Statewide/ Utility/ FCZ | Building Type | Public Only | Public & Employee | Public & Fleet | Employee Only | Employee & Fleet | Fleet Only | All 3 Types | Unknown | Level 1 Total | Public Only | Public & Employee | Public & Fleet | Employee Only | Employee & Fleet | Fleet Only | All 3 Types | Unknown | Level 2 Total | Public Only | Public & Employee | Public & Fleet | Employee Only | Employee & Fleet | Fleet Only | All 3 Types | Unknown | Level 3 Total | Public Only | Public & Employee | Public & Fleet | Employee Only | Employee & Fleet | Fleet Only | All 3 Types | Unknown | Unkonwn Total | Public Only | Public & Employee | Public & Fleet | Employee Only | Employee & Fleet | Fleet Only | All 3 Types | Unknown | Total
Floorspace-Based | Statewide | Office, Small | 91.63% | 8.371% | 100% | Statewide | Office, Small | 234.6311 | 257.2607 | 0 | 514.2646 | 0 | 22.2217 | 197.9831 | 0 | 1226.3611 | 108.945 | 831.3199 | 0 | 1332.4399 | 101.1641 | 78.5024 | 360.406 | 0 | 2812.7774 | 21.3759 | 0 | 0 | 15.7138 | 0 | 0 | 0 | 0 | 37.0897 | 56.9499 | 42.1476 | 0 | 212.1101 | 0 | 25.742 | 0 | 0 | 336.9496 | 421.9019 | 1130.7282 | 0 | 2074.5284 | 101.1641 | 126.466 | 558.3891 | 0 | 4413.1778
Floorspace-Based | FCZ01 Tot | Office, Small | 88.47% | 11.53% | 100% | FCZ01 Tot | Office, Small | 0 | 0 | 0 | 92.1148 | 0 | 0 | 5.6273 | 0 | 97.7421 | 0 | 290.1537 | 0 | 73.0277 | 95.6646 | 65.7399 | 24.3426 | 0 | 548.9286 | 0 | 0 | 0 | 0 | 0 | 0 | 0 | 0 | 0 | 0 | 0 | 0 | 27.9748 | 0 | 24.3426 | 0 | 0 | 52.3174 | 0 | 290.1537 | 0 | 193.1173 | 95.6646 | 90.0824 | 29.9699 | 0 | 698.988
Floorspace-Based | FCZ02 Tot | Office, Small | 87.66% | 12.34% | 100% | FCZ02 Tot | Office, Small | 0 | 0 | 0 | 0 | 0 | 21.0137 | 0 | 0 | 21.0137 | 0 | 189.1229 | 0 | 21.1561 | 0 | 0 | 0 | 0 | 210.279 | 0 | 0 | 0 | 0 | 0 | 0 | 0 | 0 | 0 | 0 | 0 | 0 | 0 | 0 | 0 | 0 | 0 | 0 | 0 | 189.1229 | 0 | 21.1561 | 0 | 21.0137 | 0 | 0 | 231.2926
Floorspace-Based | FCZ03 Tot | Office, Small | 93.39% | 6.61% | 100% | FCZ03 Tot | Office, Small | 0 | 78.751 | 0 | 0 | 0 | 0 | 0 | 0 | 78.751 | 0 | 0 | 0 | 0 | 0 | 0 | 0 | 0 | 0 | 0 | 0 | 0 | 0 | 0 | 0 | 0 | 0 | 0 | 0 | 12.8719 | 0 | 0 | 0 | 0 | 0 | 0 | 12.8719 | 0 | 91.6228 | 0 | 0 | 0 | 0 | 0 | 0 | 91.6228
Floorspace-Based | FCZ04 Tot | Office, Small | 82.7% | 17.3% | 100% | FCZ04 Tot | Office, Small | 0 | 0 | 0 | 0 | 0 | 0 | 0 | 0 | 0 | 0 | 0 | 0 | 44.11 | 0 | 0 | 0 | 0 | 44.11 | 0 | 0 | 0 | 0 | 0 | 0 | 0 | 0 | 0 | 0 | 26.9845 | 0 | 0 | 0 | 0 | 0 | 0 | 26.9845 | 0 | 26.9845 | 0 | 44.11 | 0 | 0 | 0 | 0 | 71.0945
Floorspace-Based | FCZ05 Tot | Office, Small | 96.4% | 3.601% | 100% | FCZ05 Tot | Office, Small | 0 | 0 | 0 | 0 | 0 | 0 | 0 | 0 | 0 | 0 | 0 | 0 | 19.6347 | 0 | 0 | 0 | 0 | 19.6347 | 0 | 0 | 0 | 0 | 0 | 0 | 0 | 0 | 0 | 0 | 0 | 0 | 0 | 0 | 0 | 0 | 0 | 0 | 0 | 0 | 0 | 19.6347 | 0 | 0 | 0 | 0 | 19.6347
Floorspace-Based | FCZ06 Tot | Office, Small | 93.41% | 6.592% | 100% | FCZ06 Tot | Office, Small | 0 | 0 | 0 | 0 | 0 | 0 | 0 | 0 | 0 | 0 | 0 | 0 | 0 | 0 | 0 | 0 | 0 | 0 | 0 | 0 | 0 | 0 | 0 | 0 | 0 | 0 | 0 | 0 | 0 | 0 | 50.2848 | 0 | 0 | 0 | 0 | 50.2848 | 0 | 0 | 0 | 50.2848 | 0 | 0 | 0 | 0 | 50.2848
Floorspace-Based | FCZ07 Tot | Office, Small | 91.77% | 8.231% | 100% | FCZ07 Tot | Office, Small | 0 | 0 | 0 | 199.1172 | 0 | 0 | 0 | 0 | 199.1172 | 0 | 229.2222 | 0 | 397.4995 | 0 | 0 | 0 | 0 | 626.7218 | 0 | 0 | 0 | 0 | 0 | 0 | 0 | 0 | 0 | 0 | 0 | 0 | 0 | 0 | 0 | 0 | 0 | 0 | 0 | 229.2222 | 0 | 596.6167 | 0 | 0 | 0 | 0 | 825.839
Floorspace-Based | FCZ08 Tot | Office, Small | 86.72% | 13.28% | 100% | FCZ08 Tot | Office, Small | 0 | 0 | 0 | 0 | 0 | 0 | 0 | 0 | 0 | 0 | 77.6289 | 0 | 0 | 0 | 0 | 0 | 0 | 77.6289 | 0 | 0 | 0 | 14.8596 | 0 | 0 | 0 | 0 | 14.8596 | 0 | 0 | 0 | 0 | 0 | 0 | 0 | 0 | 0 | 0 | 77.6289 | 0 | 14.8596 | 0 | 0 | 0 | 0 | 92.4885
Floorspace-Based | FCZ09 Tot | Office, Small | 90.94% | 9.064% | 100% | FCZ09 Tot | Office, Small | 0 | 0 | 0 | 0 | 0 | 0 | 0 | 0 | 0 | 0 | 0 | 0 | 0 | 0 | 0 | 0 | 0 | 0 | 0 | 0 | 0 | 0 | 0 | 0 | 0 | 0 | 0 | 0 | 0 | 0 | 0 | 0 | 0 | 0 | 0 | 0 | 0 | 0 | 0 | 0 | 0 | 0 | 0 | 0 | 0
Floorspace-Based | FCZ10 Tot | Office, Small | 95.6% | 4.399% | 100% | FCZ10 Tot | Office, Small | 0 | 0 | 0 | 27.5268 | 0 | 0 | 0 | 0 | 27.5268 | 0 | 0 | 0 | 0 | 0 | 0 | 0 | 0 | 0 | 0 | 0 | 0 | 0 | 0 | 0 | 0 | 0 | 0 | 0 | 0 | 0 | 50.1608 | 0 | 0 | 0 | 0 | 50.1608 | 0 | 0 | 0 | 77.6876 | 0 | 0 | 0 | 0 | 77.6876
Floorspace-Based | FCZ11 Tot | Office, Small | 87.59% | 12.41% | 100% | FCZ11 Tot | Office, Small | 0 | 0 | 0 | 0 | 0 | 0 | 0 | 0 | 0 | 0 | 0 | 0 | 89.1762 | 0 | 0 | 0 | 0 | 89.1762 | 0 | 0 | 0 | 0 | 0 | 0 | 0 | 0 | 0 | 0 | 0 | 0 | 0 | 0 | 0 | 0 | 0 | 0 | 0 | 0 | 0 | 89.1762 | 0 | 0 | 0 | 0 | 89.1762
Floorspace-Based | FCZ12c Tot | Office, Small | 84.94% | 15.06% | 100% | FCZ12c Tot | Office, Small | 148.2736 | 164.5245 | 0 | 144.7477 | 0 | 0 | 181.593 | 0 | 639.1388 | 6.1825 | 0 | 0 | 246.2021 | 0 | 8.495 | 316.4711 | 0 | 577.3507 | 0 | 0 | 0 | 0 | 0 | 0 | 0 | 0 | 0 | 0 | 0 | 0 | 49.3574 | 0 | 0 | 0 | 0 | 49.3574 | 154.456 | 164.5245 | 0 | 440.3072 | 0 | 8.495 | 498.0641 | 0 | 1265.8469
Floorspace-Based | FCZ12i Tot | Office, Small | 94.56% | 5.436% | 100% | FCZ12i Tot | Office, Small | 73.6026 | 0 | 0 | 0 | 0 | 0 | 0 | 0 | 73.6026 | 0 | 0 | 0 | 369.1995 | 0 | 0 | 0 | 0 | 369.1995 | 0 | 0 | 0 | 0 | 0 | 0 | 0 | 0 | 0 | 53.854 | 0 | 0 | 0 | 0 | 0 | 0 | 0 | 53.854 | 127.4565 | 0 | 0 | 369.1995 | 0 | 0 | 0 | 0 | 496.6561
Floorspace-Based | FCZ13 Tot | Office, Small | 96.48% | 3.519% | 100% | FCZ13 Tot | Office, Small | 0 | 0 | 0 | 22.8017 | 0 | 0 | 0 | 0 | 22.8017 | 36.1985 | 0 | 0 | 0 | 0 | 0 | 0 | 0 | 36.1985 | 0 | 0 | 0 | 0 | 0 | 0 | 0 | 0 | 0 | 0 | 0 | 0 | 22.8017 | 0 | 0 | 0 | 0 | 22.8017 | 36.1985 | 0 | 0 | 45.6034 | 0 | 0 | 0 | 0 | 81.802
Floorspace-Based | FCZ16 Tot | Office, Small | 99.34% | 0.6613% | 100% | FCZ16 Tot | Office, Small | 0 | 0 | 0 | 0 | 0 | 0 | 0 | 0 | 0 | 60.6415 | 0 | 0 | 0 | 0 | 0 | 0 | 0 | 60.6415 | 20.2138 | 0 | 0 | 0 | 0 | 0 | 0 | 0 | 20.2138 | 0 | 0 | 0 | 0 | 0 | 0 | 0 | 0 | 0 | 80.8554 | 0 | 0 | 0 | 0 | 0 | 0 | 0 | 80.8554
Floorspace-Based | FCZ17 Tot | Office, Small | 98.53% | 1.474% | 100% | FCZ17 Tot | Office, Small | 0 | 0 | 0 | 0 | 0 | 0 | 0 | 0 | 0 | 0 | 0 | 0 | 0 | 0 | 0 | 0 | 0 | 0 | 0 | 0 | 0 | 0 | 0 | 0 | 0 | 0 | 0 | 0 | 0 | 0 | 0 | 0 | 0 | 0 | 0 | 0 | 0 | 0 | 0 | 0 | 0 | 0 | 0 | 0 | 0

## FZ-CZ (hidden)
Table B: To be used for converting from New Forecast Zones to Standards Zone (Using 2010 Census Population Data)
Source:CECCFM/Weather/ClimateZoneAnalysis 12-06-16.xlsx
New Forecast Zones
| 0 | 1 | 2 | 3 | 4 | 5 | 6 | 7 | 8 | 9 | 10 | 11 | 12 | 13 | 14 | 15 | 16 | 17 | 18 | 19 | 20
1 | 17.9% | 0% | 13.51% | 0% | 0% | 0% | 0% | 0% | 0% | 0% | 0% | 0% | 0% | 0% | 0% | 0% | 0% | 0% | 0% | 0% | 0%
2 | 0% | 0% | 80.2% | 0% | 0% | 0% | 0% | 0% | 0% | 0% | 0% | 0% | 0% | 0% | 0% | 0.1939% | 0% | 0% | 0% | 0% | 0%
3 | 0% | 52.43% | 6.285% | 0% | 3.638% | 0% | 52.26% | 0% | 0% | 0% | 0% | 0% | 0% | 0% | 0% | 0% | 0% | 0% | 0% | 0% | 0%
4 | 0% | 30.39% | 0% | 0% | 0% | 0% | 15.39% | 0% | 0% | 0% | 0% | 0% | 0% | 0% | 0% | 0% | 0% | 0% | 0% | 0% | 0%
5 | 0% | 0% | 0% | 0% | 0% | 0% | 32.33% | 0% | 0.1829% | 0% | 0% | 0% | 0% | 0% | 0% | 0% | 0% | 0% | 0% | 0% | 0%
6 | 0% | 0% | 0% | 0% | 0% | 0% | 0.01202% | 18.89% | 61.19% | 0% | 0% | 0% | 6.596% | 0% | 0% | 0% | 17.18% | 0% | 0% | 0% | 0%
7 | 0% | 0% | 0% | 0% | 0% | 0% | 0% | 0% | 0% | 0% | 0% | 0% | 62.81% | 0% | 0% | 0% | 0% | 0% | 0% | 0% | 0%
8 | 0% | 0% | 0% | 0% | 0% | 0% | 0% | 43.99% | 0% | 0% | 0% | 0% | 1.938% | 0% | 0% | 0% | 27.9% | 0% | 0% | 0% | 0%
9 | 0% | 0% | 0% | 0% | 0% | 0% | 0% | 32.29% | 37.22% | 0% | 0% | 0% | 0% | 0% | 0% | 0% | 54.92% | 99.35% | 100% | 0% | 0%
10 | 0% | 0% | 0% | 0% | 0% | 0% | 0% | 0% | 0% | 0% | 71.19% | 86.11% | 27.88% | 0% | 0% | 0% | 0% | 0% | 0% | 0% | 0%
11 | 0.4219% | 0% | 0% | 84.77% | 22.07% | 0% | 0% | 0% | 0% | 0% | 0% | 0% | 0% | 0.4209% | 0% | 44.55% | 0% | 0% | 0% | 0% | 0%
12 | 0% | 17.18% | 0% | 0% | 72.61% | 4.555% | 0% | 0% | 0% | 0% | 0% | 0% | 0% | 99.58% | 100% | 52.65% | 0% | 0% | 0% | 0% | 0%
13 | 0% | 0% | 0% | 0% | 0% | 94.81% | 0% | 0% | 0% | 78.49% | 0% | 0% | 0% | 0% | 0% | 0% | 0% | 0% | 0% | 0% | 0%
14 | 0.001298% | 0% | 0% | 0% | 0% | 0% | 0% | 4.506% | 0% | 12.1% | 24.17% | 0.000253% | 0.6623% | 0% | 0% | 0% | 0% | 0% | 0% | 0.02422% | 0%
15 | 3.182% | 0% | 0% | 0% | 0% | 0% | 0% | 0% | 0% | 0% | 0.09572% | 13.33% | 0.1163% | 0% | 0% | 0% | 0% | 0% | 0% | 99.98% | 0%
16 | 78.5% | 0% | 0.005534% | 15.23% | 1.685% | 0.6395% | 0% | 0.327% | 1.41% | 9.411% | 4.549% | 0.5555% | 0% | 0% | 0% | 2.608% | 0% | 0.6459% | 0% | 0% | 100%
Total | 100% | 100% | 100% | 100% | 100% | 100% | 100% | 100% | 100% | 100% | 100% | 100% | 100% | 100% | 100% | 100% | 100% | 100% | 100% | 100% | 100%
Ref: | \\carcgl.com\amer\NOR\Prj_SUS\2023\S23668 SCE CA Prototypes Development\Technical\NR\FCZ to CZ.xlsx
33% of CZ 9 comes from FZ 7 and when we apply floor area then this 33% play a very important role.
Small office Floor area (Ref: CEUS 2018 Appendix K)* | [6 empty] | Trasposed Table B: To be used for converting from New Forecast Zones to Standards Zone (Using 2010 Census Population Data)
| Floor Stock (kft2) |  |  | Floor area kft2 |  | FZ/CZ | 1 | 2 | 3 | 4 | 5 | 6 | 7 | 8 | 9 | 10 | 11 | 12 | 13 | 14 | 15 | 16
FCZ1 | 119595.5776 |  | FZ0 | 43153.1055 | 4.578% | 0 | 17.9% | 0% | 0% | 0% | 0% | 0% | 0% | 0% | 0% | 0% | 0.4219% | 0% | 0% | 0.001298% | 3.182% | 78.5% | 100%
FCZ2 | 33616.997 |  | FCZ1 | 119595.5776 | 12.69% | 1 | 0% | 0% | 52.43% | 30.39% | 0% | 0% | 0% | 0% | 0% | 0% | 0% | 17.18% | 0% | 0% | 0% | 0% | 100%
FCZ3 | 9405.1639 |  | FCZ2 | 33616.997 | 3.567% | 2 | 13.51% | 80.2% | 6.285% | 0% | 0% | 0% | 0% | 0% | 0% | 0% | 0% | 0% | 0% | 0% | 0% | 0.005534% | 100%
FCZ4 | 45237.8174 |  | FCZ3 | 9405.1639 | 0.9978% | 3 | 0% | 0% | 0% | 0% | 0% | 0% | 0% | 0% | 0% | 0% | 84.77% | 0% | 0% | 0% | 0% | 15.23% | 100%
FCZ5 | 43153.1055 |  | FCZ4 | 45237.8174 | 4.799% | 4 | 0% | 0% | 3.638% | 0% | 0% | 0% | 0% | 0% | 0% | 0% | 22.07% | 72.61% | 0% | 0% | 0% | 1.685% | 100%
FCZ6 | 34954.825 |  | FCZ5 | 43153.1055 | 4.578% | 5 | 0% | 0% | 0% | 0% | 0% | 0% | 0% | 0% | 0% | 0% | 0% | 4.555% | 94.81% | 0% | 0% | 0.6395% | 100%
FCZ7 | 168128.0774 |  | FCZ6 | 34954.825 | 3.708% | 6 | 0% | 0% | 52.26% | 15.39% | 32.33% | 0.01202% | 0% | 0% | 0% | 0% | 0% | 0% | 0% | 0% | 0% | 0% | 100%
FCZ8 | 24229.8711 |  | FCZ7 | 168128.0774 | 17.84% | 7 | 0% | 0% | 0% | 0% | 0% | 18.89% | 0% | 43.99% | 32.29% | 0% | 0% | 0% | 0% | 4.506% | 0% | 0.327% | 100%
FCZ9 | 11692.4715 |  | FCZ8 | 24229.8711 | 2.571% | 8 | 0% | 0% | 0% | 0% | 0.1829% | 61.19% | 0% | 0% | 37.22% | 0% | 0% | 0% | 0% | 0% | 0% | 1.41% | 100%
FCZ10 | 33664.068 |  | FCZ9 | 11692.4715 | 1.24% | 9 | 0% | 0% | 0% | 0% | 0% | 0% | 0% | 0% | 0% | 0% | 0% | 0% | 78.49% | 12.1% | 0% | 9.411% | 100%
FCZ11 | 35588.1912 |  | FCZ10 | 33664.068 | 3.572% | 10 | 0% | 0% | 0% | 0% | 0% | 0% | 0% | 0% | 0% | 71.19% | 0% | 0% | 0% | 24.17% | 0.09572% | 4.549% | 100%
FCZ12c | 66439.5525 |  | FCZ11 | 35588.1912 | 3.776% | 11 | 0% | 0% | 0% | 0% | 0% | 0% | 0% | 0% | 0% | 86.11% | 0% | 0% | 0% | 0.000253% | 13.33% | 0.5555% | 100%
FCZ12i | 21127.5797 |  | FCZ12 | 87567.1322 | 9.29% | 12 | 0% | 0% | 0% | 0% | 0% | 6.596% | 62.81% | 1.938% | 0% | 27.88% | 0% | 0% | 0% | 0.6623% | 0.1163% | 0% | 100%
FCZ13 | 29100.3243 |  | FCZ13 | 29100.3243 | 3.087% | 13 | 0% | 0% | 0% | 0% | 0% | 0% | 0% | 0% | 0% | 0% | 0.4209% | 99.58% | 0% | 0% | 0% | 0% | 100%
FCZ16 | 38649.9531 |  | FCZ14 | 43153.1055 | 4.578% | 14 | 0% | 0% | 0% | 0% | 0% | 0% | 0% | 0% | 0% | 0% | 0% | 100% | 0% | 0% | 0% | 0% | 100%
FCZ17 | 14637.0677 |  | FCZ15 | 43153.1055 | 4.578% | 15 | 0% | 0.1939% | 0% | 0% | 0% | 0% | 0% | 0% | 0% | 0% | 44.55% | 52.65% | 0% | 0% | 0% | 2.608% | 100%
|  |  | FCZ16 | 38649.9531 | 4.1% | 16 | 0% | 0% | 0% | 0% | 0% | 17.18% | 0% | 27.9% | 54.92% | 0% | 0% | 0% | 0% | 0% | 0% | 0% | 100%
* Small office in CEUS 2018 is any office below 30KSF. It is pretty close to our definition for small office ( any office below 25KSF) |  |  | FCZ17 | 14637.0677 | 1.553% | 17 | 0% | 0% | 0% | 0% | 0% | 0% | 0% | 0% | 99.35% | 0% | 0% | 0% | 0% | 0% | 0% | 0.6459% | 100%
|  |  | FCZ18 | 14637.0677 | 1.553% | 18 | 0% | 0% | 0% | 0% | 0% | 0% | 0% | 0% | 100% | 0% | 0% | 0% | 0% | 0% | 0% | 0% | 100%
|  |  | FCZ19 | 35588.1912 | 3.776% | 19 | 0% | 0% | 0% | 0% | 0% | 0% | 0% | 0% | 0% | 0% | 0% | 0% | 0% | 0.02422% | 99.98% | 0% | 100%
|  |  | FCZ20 | 33664.068 | 3.572% | 20 | 0% | 0% | 0% | 0% | 0% | 0% | 0% | 0% | 0% | 0% | 0% | 0% | 0% | 0% | 0% | 100% | 100%